## Thermokon RRP 2019
Наименование | Описание | Kатегория | Подкатегория | Артикул | RRP - Рекомендованный розничный прайс-лист 2019 | Номер страницы в каталоге
thanos SR L black | Radio touch screen room operating unit temperature – 15..24 V | EasySens® - Transmitter | Room Operating Units | 471596 | 644.917 | 50
thanos SR L black 902 MHz | Radio touch screen room operating unit temperature – 15..24 V | EasySens® - Transmitter | Room Operating Units | 550147 | 644.917 | 50
thanos SR L white | Radio touch screen room operating unit temperature – 15..24 V | EasySens® - Transmitter | Room Operating Units | 471589 | 644.917 | 50
thanos SR L white 902 MHz | Radio touch screen room operating unit temperature – 15..24 V | EasySens® - Transmitter | Room Operating Units | 550123 | 644.917 | 50
thanos SR LQ black | Radio touch screen room operating unit temperature – 15..24 V | EasySens® - Transmitter | Room Operating Units | 471619 | 644.917 | 50
thanos SR LQ black 902 MHz | Radio touch screen room operating unit temperature – 15..24 V | EasySens® - Transmitter | Room Operating Units | 550161 | 644.917 | 50
thanos SR LQ white | Radio touch screen room operating unit temperature – 15..24 V | EasySens® - Transmitter | Room Operating Units | 471602 | 644.917 | 50
thanos SR LQ white 902 MHz | Radio touch screen room operating unit temperature – 15..24 V | EasySens® - Transmitter | Room Operating Units | 550154 | 644.917 | 50
thanos SR S black | Radio touch screen room operating unit temperature – 15..24 V | EasySens® - Transmitter | Room Operating Units | 471633 | 598.101 | 50
thanos SR S black 902 MHz | Radio touch screen room operating unit temperature – 15..24 V | EasySens® - Transmitter | Room Operating Units | 550185 | 598.101 | 50
thanos SR S white | Radio touch screen room operating unit temperature – 15..24 V | EasySens® - Transmitter | Room Operating Units | 471626 | 598.101 | 50
thanos SR S white 902 MHz | Radio touch screen room operating unit temperature – 15..24 V | EasySens® - Transmitter | Room Operating Units | 550178 | 598.101 | 50
thanos SR L black MVolt | Radio touch screen room operating unit temperature – 100..240 V | EasySens® - Transmitter | Room Operating Units | 493024 | 644.917 | 50
thanos SR L white MVolt | Radio touch screen room operating unit temperature – 100..240 V | EasySens® - Transmitter | Room Operating Units | 493017 | 644.917 | 50
thanos SR LQ black MVolt | Radio touch screen room operating unit temperature – 100..240 V | EasySens® - Transmitter | Room Operating Units | 493048 | 644.917 | 50
thanos SR LQ white MVolt | Radio touch screen room operating unit temperature – 100..240 V | EasySens® - Transmitter | Room Operating Units | 493031 | 644.917 | 50
thanos SR S black MVolt | Radio touch screen room operating unit temperature – 100..240 V | EasySens® - Transmitter | Room Operating Units | 493062 | 598.101 | 50
thanos SR S white MVolt | Radio touch screen room operating unit temperature – 100..240 V | EasySens® - Transmitter | Room Operating Units | 493055 | 598.101 | 50
thanos SR L black LON | Radio touch screen room operating unit temperature – LON | EasySens® - Transmitter | Room Operating Units | 471879 | 704.767 | 50
thanos SR L white LON | Radio touch screen room operating unit temperature – LON | EasySens® - Transmitter | Room Operating Units | 471862 | 704.767 | 50
thanos SR LQ black LON | Radio touch screen room operating unit temperature – LON | EasySens® - Transmitter | Room Operating Units | 471893 | 704.767 | 50
thanos SR LQ white LON | Radio touch screen room operating unit temperature – LON | EasySens® - Transmitter | Room Operating Units | 471886 | 704.767 | 50
thanos SR S black LON | Radio touch screen room operating unit temperature – LON | EasySens® - Transmitter | Room Operating Units | 471923 | 657.951 | 50
thanos SR S white LON | Radio touch screen room operating unit temperature – LON | EasySens® - Transmitter | Room Operating Units | 471916 | 657.951 | 50
thanos SR L black RS485 Modbus | Radio touch screen room operating unit temperature – RS485 Modbus | EasySens® - Transmitter | Room Operating Units | 472425 | 664.468 | 50
thanos SR L white RS485 Modbus | Radio touch screen room operating unit temperature – RS485 Modbus | EasySens® - Transmitter | Room Operating Units | 472418 | 664.468 | 50
thanos SR LQ black RS485 Modbus | Radio touch screen room operating unit temperature – RS485 Modbus | EasySens® - Transmitter | Room Operating Units | 472449 | 664.468 | 50
thanos SR LQ white RS485 Modbus | Radio touch screen room operating unit temperature – RS485 Modbus | EasySens® - Transmitter | Room Operating Units | 472432 | 664.468 | 50
thanos SR S black RS485 Modbus | Radio touch screen room operating unit temperature – RS485 Modbus | EasySens® - Transmitter | Room Operating Units | 472463 | 617.519 | 50
thanos SR S white RS485 Modbus | Radio touch screen room operating unit temperature – RS485 Modbus | EasySens® - Transmitter | Room Operating Units | 472456 | 617.519 | 50
thanos SR rH L black | Radio touch screen room operating unit temperature + humidity – 15..24 V | EasySens® - Transmitter | Room Operating Units | 471664 | 712.88 | 50
thanos SR rH L black 902 MHz | Radio touch screen room operating unit temperature + humidity – 15..24 V | EasySens® - Transmitter | Room Operating Units | 550208 | 712.88 | 50
thanos SR rH L white | Radio touch screen room operating unit temperature + humidity – 15..24 V | EasySens® - Transmitter | Room Operating Units | 471640 | 712.88 | 50
thanos SR rH L white 902 MHz | Radio touch screen room operating unit temperature + humidity – 15..24 V | EasySens® - Transmitter | Room Operating Units | 550192 | 712.88 | 50
thanos SR rH LQ black | Radio touch screen room operating unit temperature + humidity – 15..24 V | EasySens® - Transmitter | Room Operating Units | 471688 | 712.88 | 50
thanos SR rH LQ black 902 MHz | Radio touch screen room operating unit temperature + humidity – 15..24 V | EasySens® - Transmitter | Room Operating Units | 550222 | 712.88 | 50
thanos SR rH LQ white | Radio touch screen room operating unit temperature + humidity – 15..24 V | EasySens® - Transmitter | Room Operating Units | 471671 | 712.88 | 50
thanos SR rH LQ white 902 MHz | Radio touch screen room operating unit temperature + humidity – 15..24 V | EasySens® - Transmitter | Room Operating Units | 550215 | 712.88 | 50
thanos SR rH S black | Radio touch screen room operating unit temperature + humidity – 15..24 V | EasySens® - Transmitter | Room Operating Units | 471718 | 665.931 | 50
thanos SR rH S black 902 MHz | Radio touch screen room operating unit temperature + humidity – 15..24 V | EasySens® - Transmitter | Room Operating Units | 550246 | 665.931 | 50
thanos SR rH S white | Radio touch screen room operating unit temperature + humidity – 15..24 V | EasySens® - Transmitter | Room Operating Units | 471695 | 665.931 | 50
thanos SR rH S white 902 MHz | Radio touch screen room operating unit temperature + humidity – 15..24 V | EasySens® - Transmitter | Room Operating Units | 550239 | 665.931 | 50
thanos SR rH L black MVolt | Radio touch screen room operating unit temperature + humidity – 100..240 V | EasySens® - Transmitter | Room Operating Units | 523103 | 712.88 | 50
thanos SR rH L white MVolt | Radio touch screen room operating unit temperature + humidity – 100..240 V | EasySens® - Transmitter | Room Operating Units | 523110 | 712.88 | 50
thanos SR rH LQ black MVolt | Radio touch screen room operating unit temperature + humidity – 100..240 V | EasySens® - Transmitter | Room Operating Units | 523127 | 712.88 | 50
thanos SR rH LQ white MVolt | Radio touch screen room operating unit temperature + humidity – 100..240 V | EasySens® - Transmitter | Room Operating Units | 523134 | 712.88 | 50
thanos SR rH S black MVolt | Radio touch screen room operating unit temperature + humidity – 100..240 V | EasySens® - Transmitter | Room Operating Units | 523141 | 665.931 | 50
thanos SR rH S white MVolt | Radio touch screen room operating unit temperature + humidity – 100..240 V | EasySens® - Transmitter | Room Operating Units | 523158 | 665.931 | 50
thanos SR rH L black LON | Radio touch screen room operating unit temperature + humidity – LON | EasySens® - Transmitter | Room Operating Units | 471985 | 772.73 | 50
thanos SR rH L white LON | Radio touch screen room operating unit temperature + humidity – LON | EasySens® - Transmitter | Room Operating Units | 471978 | 772.73 | 50
thanos SR rH LQ black LON | Radio touch screen room operating unit temperature + humidity – LON | EasySens® - Transmitter | Room Operating Units | 472012 | 772.73 | 50
thanos SR rH LQ white LON | Radio touch screen room operating unit temperature + humidity – LON | EasySens® - Transmitter | Room Operating Units | 472005 | 772.73 | 50
thanos SR rH S black LON | Radio touch screen room operating unit temperature + humidity – LON | EasySens® - Transmitter | Room Operating Units | 472043 | 725.781 | 50
thanos SR rH S white LON | Radio touch screen room operating unit temperature + humidity – LON | EasySens® - Transmitter | Room Operating Units | 472036 | 725.781 | 50
thanos SR rH L black RS485 Modbus | Radio touch screen room operating unit temperature + humidity – RS485 Modbus | EasySens® - Transmitter | Room Operating Units | 472487 | 732.298 | 50
thanos SR rH L white RS485 Modbus | Radio touch screen room operating unit temperature + humidity – RS485 Modbus | EasySens® - Transmitter | Room Operating Units | 472470 | 732.298 | 50
thanos SR rH LQ black RS485 Modbus | Radio touch screen room operating unit temperature + humidity – RS485 Modbus | EasySens® - Transmitter | Room Operating Units | 472500 | 732.298 | 50
thanos SR rH LQ white RS485 Modbus | Radio touch screen room operating unit temperature + humidity – RS485 Modbus | EasySens® - Transmitter | Room Operating Units | 472494 | 732.298 | 50
thanos SR rH S black RS485 Modbus | Radio touch screen room operating unit temperature + humidity – RS485 Modbus | EasySens® - Transmitter | Room Operating Units | 472524 | 685.482 | 50
thanos SR rH S white RS485 Modbus | Radio touch screen room operating unit temperature + humidity – RS485 Modbus | EasySens® - Transmitter | Room Operating Units | 472517 | 685.482 | 50
JOY SR Fancoil EC 3AO RS485 Modbus pure white 24 V | Radio fancoil controller temperature – active RS485 Modbus 24 V | EasySens® - Transmitter | Room Operating Units | 701020 | 295.127 | 54
JOY SR Fancoil EC 3AO RS485 Modbus black 24 V | Radio fancoil controller temperature – active RS485 Modbus 24 V | EasySens® - Transmitter | Room Operating Units | 701037 | 311.087 | 54
JOY SR HC AO2DO RS485 Modbus pure white MVolt | Radio room controller heating/cooling – active RS485 Modbus 100..240 V | EasySens® - Transmitter | Room Operating Units | 703178 | 295.127 | 56
JOY SR HC AO2DO RS485 Modbus black MVolt | Radio room controller heating/cooling – active RS485 Modbus 100..240 V | EasySens® - Transmitter | Room Operating Units | 703185 | 311.087 | 56
JOY SR HC 3AO RS485 Modbus pure white 24 V | Radio room controller heating/cooling – active RS485 Modbus 24 V | EasySens® - Transmitter | Room Operating Units | 700993 | 295.127 | 56
JOY SR HC 3AO RS485 Modbus black 24 V | Radio room controller heating/cooling – active RS485 Modbus 24 V | EasySens® - Transmitter | Room Operating Units | 701006 | 311.087 | 56
SR06 LCD 2T pure white brilliant without frame | Radio room operating unit temperature 2T | EasySens® - Transmitter | Room Operating Units | 728843 | 253.631 | 58
SR06 LCD 2T aluminium without frame | Radio room operating unit temperature 2T | EasySens® - Transmitter | Room Operating Units | 728881 | 253.631 | 58
SR06 LCD 2T Jung aluminium without frame | Radio room operating unit temperature 2T | EasySens® - Transmitter | Room Operating Units | 728966 | 253.631 | 58
SR06 LCD 2T anthracite without frame | Radio room operating unit temperature 2T | EasySens® - Transmitter | Room Operating Units | 728928 | 253.631 | 58
SR06 LCD 2T+Light pure white brilliant without frame | Radio room operating unit temperature 2T+Light | EasySens® - Transmitter | Room Operating Units | 728850 | 278.768 | 58
SR06 LCD 2T+Light aluminium without frame | Radio room operating unit temperature 2T+Light | EasySens® - Transmitter | Room Operating Units | 728898 | 278.768 | 58
SR06 LCD 2T+Light Jung aluminium without frame | Radio room operating unit temperature 2T+Light | EasySens® - Transmitter | Room Operating Units | 729000 | 278.768 | 58
SR06 LCD 2T+Light anthracite without frame | Radio room operating unit temperature 2T+Light | EasySens® - Transmitter | Room Operating Units | 728935 | 278.768 | 58
SR06 LCD 2T+Blind pure white brilliant without frame | Radio room operating unit temperature 2T+Blind | EasySens® - Transmitter | Room Operating Units | 731836 | 278.768 | 58
SR06 LCD 2T+Blind aluminium without frame | Radio room operating unit temperature 2T+Blind | EasySens® - Transmitter | Room Operating Units | 728904 | 278.768 | 58
SR06 LCD 2T+Blind Jung aluminium without frame | Radio room operating unit temperature 2T+Blind | EasySens® - Transmitter | Room Operating Units | 729017 | 278.768 | 58
SR06 LCD 2T+Blind anthracite without frame | Radio room operating unit temperature 2T+Blind | EasySens® - Transmitter | Room Operating Units | 728942 | 278.768 | 58
SR06 LCD 4T ltype1 pure white brilliant without frame | Radio room operating unit temperature 4T | EasySens® - Transmitter | Room Operating Units | 728874 | 273.315 | 58
SR06 LCD 4T ltype1 aluminium without frame | Radio room operating unit temperature 4T | EasySens® - Transmitter | Room Operating Units | 728911 | 273.315 | 58
SR06 LCD 4T ltype1 Jung aluminium without frame | Radio room operating unit temperature 4T | EasySens® - Transmitter | Room Operating Units | 729024 | 273.315 | 58
SR06 LCD 4T ltype1 anthracite without frame | Radio room operating unit temperature 4T | EasySens® - Transmitter | Room Operating Units | 728959 | 273.315 | 58
SR06 LCD rH 2T pure white brilliant without frame | Radio room operating unit temperature + humidity 2T | EasySens® - Transmitter | Room Operating Units | 729031 | 365.883 | 58
SR06 LCD rH 2T aluminium without frame | Radio room operating unit temperature + humidity 2T | EasySens® - Transmitter | Room Operating Units | 729062 | 365.883 | 58
SR06 LCD rH 2T Jung aluminium without frame | Radio room operating unit temperature + humidity 2T | EasySens® - Transmitter | Room Operating Units | 729109 | 365.883 | 58
SR06 LCD rH 2T anthracite without frame | Radio room operating unit temperature + humidity 2T | EasySens® - Transmitter | Room Operating Units | 729147 | 365.883 | 58
SR06 LCD rH 2T+Light pure white brilliant without frame | Radio room operating unit temperature + humidity 2T+Light | EasySens® - Transmitter | Room Operating Units | 693035 | 391.02 | 58
SR06 LCD rH 2T+Light aluminium without frame | Radio room operating unit temperature + humidity 2T+Light | EasySens® - Transmitter | Room Operating Units | 729079 | 391.02 | 58
SR06 LCD rH 2T+Light Jung aluminium without frame | Radio room operating unit temperature + humidity 2T+Light | EasySens® - Transmitter | Room Operating Units | 729116 | 391.02 | 58
SR06 LCD rH 2T+Light anthracite without frame | Radio room operating unit temperature + humidity 2T+Light | EasySens® - Transmitter | Room Operating Units | 729154 | 391.02 | 58
SR06 LCD rH 2T+Blind pure white brilliant without frame | Radio room operating unit temperature + humidity 2T+Blind | EasySens® - Transmitter | Room Operating Units | 729048 | 391.02 | 58
SR06 LCD rH 2T+Blind aluminium without frame | Radio room operating unit temperature + humidity 2T+Blind | EasySens® - Transmitter | Room Operating Units | 729086 | 391.02 | 58
SR06 LCD rH 2T+Blind Jung aluminium without frame | Radio room operating unit temperature + humidity 2T+Blind | EasySens® - Transmitter | Room Operating Units | 729123 | 391.02 | 58
SR06 LCD rH 2T+Blind anthracite without frame | Radio room operating unit temperature + humidity 2T+Blind | EasySens® - Transmitter | Room Operating Units | 729161 | 391.02 | 58
SR06 LCD rH 4T ltype1 pure white brilliant without frame | Radio room operating unit temperature + humidity 4T | EasySens® - Transmitter | Room Operating Units | 729055 | 385.567 | 58
SR06 LCD rH 4T ltype1 aluminium without frame | Radio room operating unit temperature + humidity 4T | EasySens® - Transmitter | Room Operating Units | 729093 | 385.567 | 58
SR06 LCD rH 4T ltype1 Jung aluminium without frame | Radio room operating unit temperature + humidity 4T | EasySens® - Transmitter | Room Operating Units | 729130 | 385.567 | 58
SR06 LCD rH 4T ltype1 anthracite without frame | Radio room operating unit temperature + humidity 4T | EasySens® - Transmitter | Room Operating Units | 729178 | 385.567 | 58
SR07 P pure white brilliant without frame | Radio room operating unit temperature type P | EasySens® - Transmitter | Room Operating Units | 634113 | 207.081 | 63
SR07 PT pure white brilliant without frame | Radio room operating unit temperature type PT | EasySens® - Transmitter | Room Operating Units | 729185 | 218.386 | 63
SR07 PMS (day/night) pure white brilliant without frame | Radio room operating unit temperature type PMS (day/night) | EasySens® - Transmitter | Room Operating Units | 729192 | 218.386 | 63
SR07 P aluminium without frame | Radio room operating unit temperature type P | EasySens® - Transmitter | Room Operating Units | 729246 | 207.081 | 63
SR07 PT aluminium without frame | Radio room operating unit temperature type PT | EasySens® - Transmitter | Room Operating Units | 729260 | 218.386 | 63
SR07 PMS (day/night) aluminium without frame | Radio room operating unit temperature type PMS (day/night) | EasySens® - Transmitter | Room Operating Units | 729277 | 218.386 | 63
SR07 P Jung aluminium without frame | Radio room operating unit temperature type P | EasySens® - Transmitter | Room Operating Units | 729314 | 207.081 | 63
SR07 PT Jung aluminium without frame | Radio room operating unit temperature type PT | EasySens® - Transmitter | Room Operating Units | 729321 | 218.386 | 63
SR07 PMS (day/night) Jung aluminium without frame | Radio room operating unit temperature type PMS (day/night) | EasySens® - Transmitter | Room Operating Units | 729338 | 218.386 | 63
SR07 P anthracite without frame | Radio room operating unit temperature type P | EasySens® - Transmitter | Room Operating Units | 729376 | 207.081 | 63
SR07 PT anthracite without frame | Radio room operating unit temperature type PT | EasySens® - Transmitter | Room Operating Units | 729383 | 218.386 | 63
SR07 PMS (day/night) anthracite without frame | Radio room operating unit temperature type PMS (day/night) | EasySens® - Transmitter | Room Operating Units | 729390 | 218.386 | 63
SR07 P rH pure white brilliant without frame | Radio room operating unit temperature + humidity type P | EasySens® - Transmitter | Room Operating Units | 729208 | 319.333 | 63
SR07 PT rH pure white brilliant without frame | Radio room operating unit temperature + humidity type PT | EasySens® - Transmitter | Room Operating Units | 729215 | 330.771 | 63
SR07 PMS rH (day/night) pure white brilliant without frame | Radio room operating unit temperature + humidity type PMS (day/night) | EasySens® - Transmitter | Room Operating Units | 729239 | 330.771 | 63
SR07 P rH aluminium without frame | Radio room operating unit temperature + humidity type P | EasySens® - Transmitter | Room Operating Units | 729284 | 319.333 | 63
SR07 PT rH aluminium without frame | Radio room operating unit temperature + humidity type PT | EasySens® - Transmitter | Room Operating Units | 729291 | 330.771 | 63
SR07 PMS rH (day/night) aluminium without frame | Radio room operating unit temperature + humidity type PMS (day/night) | EasySens® - Transmitter | Room Operating Units | 729307 | 330.771 | 63
SR07 P rH Jung aluminium without frame | Radio room operating unit temperature + humidity type P | EasySens® - Transmitter | Room Operating Units | 729345 | 319.333 | 63
SR07 PT rH Jung aluminium without frame | Radio room operating unit temperature + humidity type PT | EasySens® - Transmitter | Room Operating Units | 729352 | 330.771 | 63
SR07 PMS rH (day/night) Jung aluminium without frame | Radio room operating unit temperature + humidity type PMS (day/night) | EasySens® - Transmitter | Room Operating Units | 729369 | 330.771 | 63
SR07 P rH anthracite without frame | Radio room operating unit temperature + humidity type P | EasySens® - Transmitter | Room Operating Units | 729406 | 319.333 | 63
SR07 PT rH anthracite without frame | Radio room operating unit temperature + humidity type PT | EasySens® - Transmitter | Room Operating Units | 729413 | 330.771 | 63
SR07 PMS rH (day/night) anthracite without frame | Radio room operating unit temperature + humidity type PMS (day/night) | EasySens® - Transmitter | Room Operating Units | 729420 | 330.771 | 63
SR04 P | Radio room operating unit temperature | EasySens® - Transmitter | Room Operating Units | 226172 | 190.589 | 66
SR04 P 902 MHz | Radio room operating unit temperature | EasySens® - Transmitter | Room Operating Units | 550307 | 190.589 | 66
SR04 S, FS5 | Radio room operating unit temperature | EasySens® - Transmitter | Room Operating Units | 693110 | 200.83 | 66
SR04 T | Radio room operating unit temperature | EasySens® - Transmitter | Room Operating Units | 229968 | 185.668 | 66
SR04 T 902 MHz | Radio room operating unit temperature | EasySens® - Transmitter | Room Operating Units | 550314 | 185.668 | 66
SR04 PT | Radio room operating unit temperature | EasySens® - Transmitter | Room Operating Units | 227353 | 201.894 | 66
SR04 PT 902 MHz | Radio room operating unit temperature | EasySens® - Transmitter | Room Operating Units | 550338 | 201.894 | 66
SR04 PS, FS5 | Radio room operating unit temperature | EasySens® - Transmitter | Room Operating Units | 250900 | 226.1 | 66
SR04 PMS (day/night) | Radio room operating unit temperature | EasySens® - Transmitter | Room Operating Units | 312219 | 201.894 | 66
SR04 PMS (I/0) | Radio room operating unit temperature | EasySens® - Transmitter | Room Operating Units | 267854 | 201.894 | 66
SR04 PMS (I/0) 902 MHz | Radio room operating unit temperature | EasySens® - Transmitter | Room Operating Units | 550321 | 201.894 | 66
SR04 PST, FS5 | Radio room operating unit temperature | EasySens® - Transmitter | Room Operating Units | 226851 | 242.193 | 66
SR04 PST, FS5 902MHz | Radio room operating unit temperature | EasySens® - Transmitter | Room Operating Units | 550352 | 242.193 | 66
SR04 P rH | Radio room operating unit temperature + humidity | EasySens® - Transmitter | Room Operating Units | 252331 | 322.924 | 66
SR04 P rH 902MHz | Radio room operating unit temperature + humidity | EasySens® - Transmitter | Room Operating Units | 550420 | 322.924 | 66
SR04 PT rH | Radio room operating unit temperature + humidity | EasySens® - Transmitter | Room Operating Units | 261593 | 343.805 | 66
SR04 PT rH 902MHz | Radio room operating unit temperature + humidity | EasySens® - Transmitter | Room Operating Units | 550444 | 343.805 | 66
SR04 PMS rH (day/night) | Radio room operating unit temperature + humidity | EasySens® - Transmitter | Room Operating Units | 361644 | 343.805 | 66
SR04 PMS rH (I/0) | Radio room operating unit temperature + humidity | EasySens® - Transmitter | Room Operating Units | 269469 | 343.805 | 66
SR04 PMS rH (I/0) 902 MHz | Radio room operating unit temperature + humidity | EasySens® - Transmitter | Room Operating Units | 550437 | 343.805 | 66
SR07 Temp pure white brilliant without frame | Radio room sensor temperature | EasySens® - Transmitter | Temperature | 729437 | 184.604 | 70
SR07 Temp aluminium without frame | Radio room sensor temperature | EasySens® - Transmitter | Temperature | 729444 | 184.604 | 70
SR07 Temp Jung aluminium without frame | Radio room sensor temperature | EasySens® - Transmitter | Temperature | 729451 | 184.604 | 70
SR07 Temp anthracite without frame | Radio room sensor temperature | EasySens® - Transmitter | Temperature | 729468 | 184.604 | 70
SR04 | Radio room sensor temperature | EasySens® - Transmitter | Temperature | 228848 | 161.462 | 72
SR04 902 MHz | Radio room sensor temperature | EasySens® - Transmitter | Temperature | 550291 | 161.462 | 72
SR04 IR | Radio room sensor radiation temperature | EasySens® - Transmitter | Temperature | 649346 | 191.121 | 73
LC-SR04 | Radio room sensor temperature | EasySens® - Transmitter | Temperature | 566698 | 111.72 | 74
LC-SR04 902 MHz | Radio room sensor temperature | EasySens® - Transmitter | Temperature | 550253 | 111.72 | 74
SR65 | Radio outdoor sensor temperature | EasySens® - Transmitter | Temperature | 230001 | 185.668 | 75
SR65 902 MHz | Radio outdoor sensor temperature | EasySens® - Transmitter | Temperature | 599832 | 185.668 | 75
SR65 AKF 100.06 | Radio duct/immersion sensor temperature | EasySens® - Transmitter | Temperature | 630566 | 196.973 | 76
SR65 TF 050.06 L1000 | Radio cable sensor temperature | EasySens® - Transmitter | Temperature | 245647 | 188.328 | 78
SR65 VFG | Radio contact sensors temperature | EasySens® - Transmitter | Temperature | 239615 | 185.668 | 80
SR65 VFG 902 MHz | Radio contact sensors temperature | EasySens® - Transmitter | Temperature | 616027 | 185.668 | 80
SR07 Temp_rH pure white brilliant without frame | Radio room sensor temperature + humidity | EasySens® - Transmitter | Humidity | 729550 | 296.856 | 81
SR07 Temp_rH aluminium without frame | Radio room sensor temperature + humidity | EasySens® - Transmitter | Humidity | 729567 | 296.856 | 81
SR07 Temp_rH Jung aluminium without frame | Radio room sensor temperature + humidity | EasySens® - Transmitter | Humidity | 729581 | 296.856 | 81
SR07_rH Temp anthracite without frame | Radio room sensor temperature + humidity | EasySens® - Transmitter | Humidity | 729598 | 296.856 | 81
SR04 rH | Radio room sensor temperature + humidity | EasySens® - Transmitter | Humidity | 252317 | 273.714 | 83
SR04 rH 902 MHz | Radio room sensor temperature + humidity | EasySens® - Transmitter | Humidity | 550413 | 273.714 | 83
LC-SR04 rH | Radio room sensor temperature + humidity | EasySens® - Transmitter | Humidity | 555975 | 181.146 | 84
SR65 rH | Radio outdoor sensor temperature + humidity | EasySens® - Transmitter | Humidity | 540391 | 334.362 | 85
SR65 rH 902 MHz | Radio outdoor sensor temperature + humidity | EasySens® - Transmitter | Humidity | 616287 | 334.362 | 85
SR04 CO2 | Radio room sensor temperature + CO2 | EasySens® - Transmitter | Air Quality | 442510 | 381.71 | 86
SR04 CO2 902 MHz | Radio room sensor temperature + CO2 | EasySens® - Transmitter | Air Quality | 550468 | 381.71 | 86
SR04 CO2 LCD | Radio room sensor temperature + CO2 | EasySens® - Transmitter | Air Quality | 467131 | 421.078 | 86
SR04 CO2 LCD 902 MHz | Radio room sensor temperature + CO2 | EasySens® - Transmitter | Air Quality | 550499 | 421.078 | 86
SR04 CO2 TLF | Radio room sensor temperature + CO2 | EasySens® - Transmitter | Air Quality | 436557 | 391.552 | 86
SR04 CO2 TLF 902 MHz | Radio room sensor temperature + CO2 | EasySens® - Transmitter | Air Quality | 550482 | 391.552 | 86
SR04 CO2 LCD TLF | Radio room sensor temperature + CO2 | EasySens® - Transmitter | Air Quality | 630634 | 430.92 | 86
SR04 CO2 LCD TLF 902 MHz | Radio room sensor temperature + CO2 | EasySens® - Transmitter | Air Quality | 550529 | 430.92 | 86
SR04 CO2 rH | Radio room sensor temperature + humidity + CO2 | EasySens® - Transmitter | Air Quality | 434768 | 451.934 | 86
SR04 CO2 rH 902 MHz | Radio room sensor temperature + humidity + CO2 | EasySens® - Transmitter | Air Quality | 550475 | 451.934 | 86
SR04 CO2 rH LCD | Radio room sensor temperature + humidity + CO2 | EasySens® - Transmitter | Air Quality | 462228 | 491.302 | 86
SR04 CO2 rH LCD 902 MHz | Radio room sensor temperature + humidity + CO2 | EasySens® - Transmitter | Air Quality | 550512 | 491.302 | 86
SR04 CO2 rH TLF | Radio room sensor temperature + humidity + CO2 | EasySens® - Transmitter | Air Quality | 516143 | 461.776 | 86
SR04 CO2 rH LCD TLF | Radio room sensor temperature + humidity + CO2 | EasySens® - Transmitter | Air Quality | 474757 | 501.144 | 86
SR04 CO2 rH LCD TLF 902MHz | Radio room sensor temperature + humidity + CO2 | EasySens® - Transmitter | Air Quality | 550505 | 501.144 | 86
SR-MDS | Radio ceiling sensor light + motion | EasySens® - Transmitter | Light & Motion | 396486 | 312.55 | 88
SR-MDS BAT | Radio ceiling sensor light + motion | EasySens® - Transmitter | Light & Motion | 396462 | 312.55 | 88
SR-MDS Solar | Radio ceiling sensor light + motion | EasySens® - Transmitter | Light & Motion | 591577 | 294.063 | 89
SR-MDS Solar 902 MHz | Radio ceiling sensor light + motion | EasySens® - Transmitter | Light & Motion | 684927 | 294.063 | 89
SR-MOC Solar | Radio ceiling sensor motion | EasySens® - Transmitter | Light & Motion | 566070 | 223.174 | 90
SR-MOW Solar | Radio wall sensor motion | EasySens® - Transmitter | Light & Motion | 566094 | 195.111 | 91
SR65 Li | Radio outdoor sensor light | EasySens® - Transmitter | Light & Motion | 598354 | 229.957 | 92
SR65 Li 902 MHz | Radio outdoor sensor light | EasySens® - Transmitter | Light & Motion | 599856 | 229.957 | 92
SR-MI | Wireless module | EasySens® - Transmitter | Input Modules | 471428 | 231.952 | 93
SR-MI 902 MHz | Wireless module | EasySens® - Transmitter | Input Modules | 550536 | 231.952 | 93
SR65-3AI | Wireless module | EasySens® - Transmitter | Input Modules | 527071 | 185.668 | 94
SR65-3AI 902 MHz | Wireless module | EasySens® - Transmitter | Input Modules | 606783 | 185.668 | 94
SR65 DI | Radio module | EasySens® - Transmitter | Input Modules | 267731 | 185.668 | 95
SR65 DI 902 MHz | Radio module | EasySens® - Transmitter | Input Modules | 599863 | 185.668 | 95
SRG02 aluminium pure white | Radio window handle | EasySens® - Transmitter | Door/Window Contacts | 730747 | 143.64 | 96
SRG02 aluminium steel grey | Radio window handle | EasySens® - Transmitter | Door/Window Contacts | 730730 | 143.64 | 96
SRG02 stainless steel | Radio window handle | EasySens® - Transmitter | Door/Window Contacts | 730723 | 241.129 | 96
SRG02 lockable aluminium pure white | Radio window handle, lockable | EasySens® - Transmitter | Door/Window Contacts | 730716 | 206.15 | 96
SRG02 lockable aluminium steel grey | Radio window handle, lockable | EasySens® - Transmitter | Door/Window Contacts | 730709 | 206.15 | 96
SRW02 | Radio window/door contact | EasySens® - Transmitter | Door/Window Contacts | 727297 | 92.701 | 97
Mini 2-channel light pure white brilliant | Radio controls 2-channel light | EasySens® - Transmitter | Switches | 430647 | 88.179 | 98
Mini 2-channel light aluminium varnished | Radio controls 2-channel light | EasySens® - Transmitter | Switches | 430661 | 88.179 | 98
Mini 2-channel light anthracite | Radio controls 2-channel light | EasySens® - Transmitter | Switches | 430623 | 88.179 | 98
Mini 4-channel light pure white brilliant | Radio controls 4-channel light | EasySens® - Transmitter | Switches | 430838 | 91.238 | 98
Mini 4-channel light aluminium varnished | Radio controls 4-channel light | EasySens® - Transmitter | Switches | 430852 | 91.238 | 98
Mini 4-channel light anthracite | Radio controls 4-channel light | EasySens® - Transmitter | Switches | 430814 | 91.238 | 98
Mini 2-channel blind pure white brilliant | Radio controls 2-channel blind | EasySens® - Transmitter | Switches | 430630 | 88.179 | 98
Mini 2-channel blind aluminium varnished | Radio controls 2-channel blind | EasySens® - Transmitter | Switches | 430654 | 88.179 | 98
Mini 2-channel blind anthracite | Radio controls 2-channel blind | EasySens® - Transmitter | Switches | 430302 | 88.179 | 98
Mini 4-channel blind pure white brilliant | Radio controls 4-channel blind | EasySens® - Transmitter | Switches | 430821 | 91.238 | 98
Mini 4-channel blind aluminium varnished | Radio controls 4-channel blind | EasySens® - Transmitter | Switches | 430845 | 91.238 | 98
Mini 4-channel blind anthracite | Radio controls 4-channel blind | EasySens® - Transmitter | Switches | 430807 | 91.238 | 98
2-channel light 55x55 pure white matt without frame | Radio controls 2-channel light | EasySens® - Transmitter | Switches | 730167 | 95.76 | 100
2-channel light 55x55 pure white brilliant without frame | Radio controls 2-channel light | EasySens® - Transmitter | Switches | 730372 | 95.76 | 100
2-channel light 55x55 aluminium without frame | Radio controls 2-channel light | EasySens® - Transmitter | Switches | 730419 | 95.76 | 100
2-channel light 55x55 Jung aluminium without frame | Radio controls 2-channel light | EasySens® - Transmitter | Switches | 730457 | 95.76 | 100
2-channel light 55x55 anthracite without frame | Radio controls 2-channel light | EasySens® - Transmitter | Switches | 730495 | 95.76 | 100
4-channel light 55x55 pure white matt without frame | Radio controls 4-channel light | EasySens® - Transmitter | Switches | 730181 | 98.686 | 100
4-channel light 55x55 pure white brilliant without frame | Radio controls 4-channel light | EasySens® - Transmitter | Switches | 730389 | 98.686 | 100
4-channel light 55x55 aluminium without frame | Radio controls 4-channel light | EasySens® - Transmitter | Switches | 730426 | 98.686 | 100
4-channel light 55x55 Jung aluminium without frame | Radio controls 4-channel light | EasySens® - Transmitter | Switches | 730464 | 98.686 | 100
4-channel light 55x55 anthracite without frame | Radio controls 4-channel light | EasySens® - Transmitter | Switches | 730501 | 98.686 | 100
2-channel blind 55x55 pure white matt without frame | Radio controls 2-channel blind | EasySens® - Transmitter | Switches | 730235 | 95.76 | 100
2-channel blind 55x55 pure white brilliant without frame | Radio controls 2-channel blind | EasySens® - Transmitter | Switches | 730396 | 95.76 | 100
2-channel blind 55x55 aluminium without frame | Radio controls 2-channel blind | EasySens® - Transmitter | Switches | 730433 | 95.76 | 100
2-channel blind 55x55 Jung aluminium without frame | Radio controls 2-channel blind | EasySens® - Transmitter | Switches | 730471 | 95.76 | 100
2-channel blind 55x55 anthracite without frame | Radio controls 2-channel blind | EasySens® - Transmitter | Switches | 730518 | 95.76 | 100
4-channel blind 55x55 pure white matt without frame | Radio controls 4-channel blind | EasySens® - Transmitter | Switches | 730365 | 98.686 | 100
4-channel blind 55x55 pure white brilliant without frame | Radio controls 4-channel blind | EasySens® - Transmitter | Switches | 730402 | 98.686 | 100
4-channel blind 55x55 aluminium without frame | Radio controls 4-channel blind | EasySens® - Transmitter | Switches | 730440 | 98.686 | 100
4-channel blind 55x55 Jung aluminium without frame | Radio controls 4-channel blind | EasySens® - Transmitter | Switches | 730488 | 98.686 | 100
4-channel blind 55x55 anthracite without frame | Radio controls 4-channel blind | EasySens® - Transmitter | Switches | 730525 | 98.686 | 100
2-channel light BJ63x63 studio white without frame | Radio controls 2-channel light | EasySens® - Transmitter | Switches | 730532 | 98.686 | 102
2-channel light BJ63x63 ivory white without frame | Radio controls 2-channel light | EasySens® - Transmitter | Switches | 730570 | 98.686 | 102
2-channel light BJ63x63 aluminium silver without frame | Radio controls 2-channel light | EasySens® - Transmitter | Switches | 730631 | 98.686 | 102
2-channel light BJ63x63 anthracite without frame | Radio controls 2-channel light | EasySens® - Transmitter | Switches | 730754 | 98.686 | 102
4-channel light BJ63x63 studio white without frame | Radio controls 4-channel light | EasySens® - Transmitter | Switches | 730549 | 101.745 | 102
4-channel light BJ63x63 ivory white without frame | Radio controls 4-channel light | EasySens® - Transmitter | Switches | 730587 | 101.745 | 102
4-channel light BJ63x63 aluminium silver without frame | Radio controls 4-channel light | EasySens® - Transmitter | Switches | 730648 | 101.745 | 102
4-channel light BJ63x63 anthracite without frame | Radio controls 4-channel light | EasySens® - Transmitter | Switches | 730761 | 101.745 | 102
2-channel blind BJ63x63 studio white without frame | Radio controls 2-channel blind | EasySens® - Transmitter | Switches | 730556 | 98.686 | 102
2-channel blind BJ63x63 ivory white without frame | Radio controls 2-channel blind | EasySens® - Transmitter | Switches | 730594 | 98.686 | 102
2-channel blind BJ63x63 aluminium silver without frame | Radio controls 2-channel blind | EasySens® - Transmitter | Switches | 730655 | 98.686 | 102
2-channel blind BJ63x63 anthracite without frame | Radio controls 2-channel blind | EasySens® - Transmitter | Switches | 730778 | 98.686 | 102
4-channel blind BJ63x63 studio white without frame | Radio controls 4-channel blind | EasySens® - Transmitter | Switches | 730563 | 101.745 | 102
4-channel blind BJ63x63 ivory white without frame | Radio controls 4-channel blind | EasySens® - Transmitter | Switches | 730600 | 101.745 | 102
4-channel blind BJ63x63 aluminium silver without frame | Radio controls 4-channel blind | EasySens® - Transmitter | Switches | 730693 | 101.745 | 102
4-channel blind BJ63x63 anthracite without frame | Radio controls 4-channel blind | EasySens® - Transmitter | Switches | 730785 | 101.745 | 102
2-channel light Jung LS 990 white | Radio controls 2-channel light | EasySens® - Transmitter | Switches | 435390 | 147.497 | 104
2-channel light Jung LS 990 alpin white | Radio controls 2-channel light | EasySens® - Transmitter | Switches | 435376 | 147.497 | 104
2-channel light Jung LS 990 light grey | Radio controls 2-channel light | EasySens® - Transmitter | Switches | 435413 | 147.497 | 104
4-channel light Jung LS 990 white | Radio controls 4-channel light | EasySens® - Transmitter | Switches | 435475 | 152.95 | 104
4-channel light Jung LS 990 alpin white | Radio controls 4-channel light | EasySens® - Transmitter | Switches | 435451 | 152.95 | 104
4-channel light Jung LS 990 light grey | Radio controls 4-channel light | EasySens® - Transmitter | Switches | 435499 | 152.95 | 104
2-channel blind Jung LS 990 white | Radio controls 2-channel blind | EasySens® - Transmitter | Switches | 435406 | 147.497 | 104
2-channel blind Jung LS 990 alpin white | Radio controls 2-channel blind | EasySens® - Transmitter | Switches | 435383 | 147.497 | 104
2-channel blind Jung LS 990 light grey | Radio controls 2-channel blind | EasySens® - Transmitter | Switches | 435420 | 147.497 | 104
4-channel blind Jung LS 990 white | Radio controls 4-channel blind | EasySens® - Transmitter | Switches | 435482 | 152.95 | 104
4-channel blind Jung LS 990 alpin white | Radio controls 4-channel blind | EasySens® - Transmitter | Switches | 435468 | 152.95 | 104
4-channel blind Jung LS 990 light grey | Radio controls 4-channel blind | EasySens® - Transmitter | Switches | 435505 | 152.95 | 104
Hand-held switch 4 channel | Hand-held switch | EasySens® - Transmitter | Switches | 314602 | 134.729 | 106
Hand-held transmitter 4 channel 902 MHz | Hand-held switch | EasySens® - Transmitter | Switches | 550895 | 134.729 | 106
SR-KCS02 | Wireless card switch | EasySens® - Transmitter | Switches | 691413 | 111.055 | 107
STC65-RS485 Modbus | Gateway – EnOcean <-> RS485 Modbus | EasySens® - Receiver | Gateways | 385695 | 330.106 | 112
STC65-RS485 Modbus 902 MHz | Gateway – EnOcean <-> RS485 Modbus | EasySens® - Receiver | Gateways | 568760 | 330.106 | 112
STC65-RS485 EVC | Gateway – EnOcean <-> RS485 EVC | EasySens® - Receiver | Gateways | 393898 | 330.106 | 113
STC65-RS485 EVC 902 MHz | Gateway – EnOcean <-> RS485 EVC | EasySens® - Receiver | Gateways | 650939 | 330.106 | 113
STC65-FTT LON | Gateway – EnOcean <-> FTT LON | EasySens® - Receiver | Gateways | 393904 | 395.409 | 114
STC65-FTT LON 902 MHz | Gateway – EnOcean <-> FTT LON | EasySens® - Receiver | Gateways | 550925 | 395.409 | 114
STC04-FTT LON | Gateway – EnOcean <-> FTT LON | EasySens® - Receiver | Gateways | 415118 | 352.317 | 115
STC04-FTT LON 902 MHz | Gateway – EnOcean <-> FTT LON | EasySens® - Receiver | Gateways | 630870 | 352.317 | 115
STC-BACnet IP V2 | Gateway – EnOcean <-> BACnet IP | EasySens® - Receiver | Gateways | 696470 | 571.368 | 116
STC-BACnet IP V2 902 MHz | Gateway – EnOcean <-> BACnet IP | EasySens® - Receiver | Gateways | 704106 | 571.368 | 116
SRC65-BACnet MS/TP | Gateway – EnOcean -> BACnet MS/TP | EasySens® - Receiver | Gateways | 396431 | 358.701 | 117
SRC65-BACnet MS/TP 902 MHz | Gateway – EnOcean -> BACnet MS/TP | EasySens® - Receiver | Gateways | 568395 | 358.701 | 117
STC-EnOcean-IP | Gateway – EnOcean <-> IP | EasySens® - Receiver | Gateways | 737814 | 539.049 | 118
STC-Ethernet 80..240 V | Gateway – EnOcean <-> Ethernet | EasySens® - Receiver | Gateways | 403191 | 419.615 | 119
STC-Ethernet 24 V | Gateway – EnOcean <-> Ethernet | EasySens® - Receiver | Gateways | 550109 | 419.615 | 119
STC-KNX | Gateway – EnOcean <-> KNX | EasySens® - Receiver | Gateways | 698948 | 505.4 | 120
STC-KNX UP | Gateway – EnOcean <-> KNX | EasySens® - Receiver | Gateways | 725132 | 372.4 | 121
STC-dS | Gateway – EnOcean <-> digitalSTROM | EasySens® - Receiver | Gateways | 637442 | 543.172 | 122
STC-dS HS | Gateway – EnOcean <-> digitalSTROM | EasySens® - Receiver | Gateways | 711340 | 543.172 | 123
STC-DO airConfig 24 V | Wireless receiver – multifunctional actor | EasySens® - Receiver | Actuators | 593731 | 190.589 | 124
STC-DO airConfig 24 V 902 MHz | Wireless receiver – multifunctional actor | EasySens® - Receiver | Actuators | 606769 | 190.589 | 124
STC-DO airConfig 100..240 V | Wireless receiver – multifunctional actor | EasySens® - Receiver | Actuators | 593748 | 190.589 | 124
STC-DO airConfig 100..240 V 902 MHz | Wireless receiver – multifunctional actor | EasySens® - Receiver | Actuators | 615440 | 190.589 | 124
STC-DO Blind 230 V | Wireless receiver – switch actuator blind | EasySens® - Receiver | Actuators | 568364 | 190.589 | 126
STC-DO Light 230 V | Wireless receiver – switch actuator light | EasySens® - Receiver | Actuators | 568371 | 190.589 | 125
SRC-AO Climate V | Wireless receiver – climate actuator 0..10 V | EasySens® - Receiver | Actuators | 508278 | 190.057 | 127
SRC-AO Climate V 902 MHz | Wireless receiver – climate actuator 0..10 V | EasySens® - Receiver | Actuators | 551120 | 190.057 | 127
SRC-AO Climate 6WV | Wireless receiver – climate actuator 0..10 V | EasySens® - Receiver | Actuators | 530255 | 190.057 | 127
SRC-AO Climate VV | Wireless receiver – climate actuator 0..10 V | EasySens® - Receiver | Actuators | 508285 | 222.775 | 127
SRC-AO Climate VV 902 MHz | Wireless receiver – climate actuator 0..10 V | EasySens® - Receiver | Actuators | 551137 | 222.775 | 127
SRC-AO Dim V | Wireless receiver – dim actuator 0..10 V | EasySens® - Receiver | Actuators | 499606 | 190.589 | 128
SRC-AO Dim V 902 MHz | Wireless receiver – dim actuator 0..10 V | EasySens® - Receiver | Actuators | 551175 | 190.589 | 128
SRC-AO Dim VV | Wireless receiver – dim actuator 0..10 V | EasySens® - Receiver | Actuators | 502931 | 222.775 | 128
SRC-AO Dim VV 902 MHz | Wireless receiver – dim actuator 0..10 V | EasySens® - Receiver | Actuators | 551182 | 222.775 | 128
SRC-AO Multi V | Wireless receiver – multi-functional actuator 0..10 V | EasySens® - Receiver | Actuators | 508315 | 190.589 | 129
SRC-AO Multi V 902 MHz | Wireless receiver – multi-functional actuator 0..10 V | EasySens® - Receiver | Actuators | 551151 | 190.589 | 129
SRC-AO Multi VV | Wireless receiver – multi-functional actuator 0..10 V | EasySens® - Receiver | Actuators | 508322 | 222.775 | 129
SRC-AO Multi VV 902 MHz | Wireless receiver – multi-functional actuator 0..10 V | EasySens® - Receiver | Actuators | 551168 | 222.775 | 129
STC-DO8 100..240 V type heating/cooling | Wireless receiver – multi relay 100..240 V | EasySens® - Receiver | Actuators | 490030 | 442.358 | 130
STC-DO8 100..240 V type heating/cooling 902 MHz | Wireless receiver – multi relay 100..240 V | EasySens® - Receiver | Actuators | 631471 | 442.358 | 130
STC-DO8 100..240 V type fancoil, heating/cooling | Wireless receiver – multi relay 100..240 V | EasySens® - Receiver | Actuators | 490047 | 442.358 | 130
STC-DO8 100..240 V type fancoil, heating/cooling 902 MHz | Wireless receiver – multi relay 100..240 V | EasySens® - Receiver | Actuators | 608695 | 442.358 | 130
STC-DO8 100..240 V type switch actuator | Wireless receiver – multi relay 100..240 V | EasySens® - Receiver | Actuators | 490054 | 442.358 | 130
STC-DO8 100..240 V type switch actuator 902 MHz | Wireless receiver – multi relay 100..240 V | EasySens® - Receiver | Actuators | 631501 | 442.358 | 130
STC-DO8 24 V type heating/cooling | Wireless receiver – multi relay 24 V | EasySens® - Receiver | Actuators | 564458 | 442.358 | 130
STC-DO8 24 V type heating/cooling 902 MHz | Wireless receiver – multi relay 24 V | EasySens® - Receiver | Actuators | 564458 | 442.358 | 130
STC-DO8 24 V type fancoil, heating/cooling | Wireless receiver – multi relay 24 V | EasySens® - Receiver | Actuators | 631495 | 442.358 | 130
STC-DO8 24 V type fancoil, heating/cooling 902 MHz | Wireless receiver – multi relay 24 V | EasySens® - Receiver | Actuators | 597326 | 442.358 | 130
STC-DO8 24 V type switch actuator | Wireless receiver – multi relay 24 V | EasySens® - Receiver | Actuators | 561273 | 442.358 | 130
STC-DO8 24 V type switch actuator 902 MHz | Wireless receiver – multi relay 24 V | EasySens® - Receiver | Actuators | 551038 | 442.358 | 130
STC-PLUS 4DO | Extension module | EasySens® - Receiver | Actuators | 517690 | 198.436 | 130
SRC-ADO 4AA/2DO 100..240 V type dimming/heating/cooling | Wireless receiver – multi 0..10 V ¦ relay 2DO 100..240 V | EasySens® - Receiver | Actuators | 267502 | 429.324 | 132
SRC-ADO 4AA/2DO 100..240 V type dimming/heating/cooling 902 MHz | Wireless receiver – multi 0..10 V ¦ relay 2DA 80..240 V | EasySens® - Receiver | Actuators | 631570 | 429.324 | 132
SRC-ADO 4AA/2DO 100..240 V type fancoil, change-over | Wireless receiver – multi 0..10 V ¦ relay 2DO 100..240 V | EasySens® - Receiver | Actuators | 423236 | 429.324 | 132
SRC-ADO 4AA/2DO 100..240 V type fancoil, change-over 902 MHz | Wireless receiver – multi 0..10 V ¦ relay 2DA 80..240 V | EasySens® - Receiver | Actuators | 631594 | 429.324 | 132
SRC-ADO 4AA/4DO 100..240 V type dim/heating/cooling | Wireless receiver – multi 0..10 V ¦ relay 4DO 100..240 V | EasySens® - Receiver | Actuators | 273275 | 461.51 | 132
SRC-ADO 4AA/4DO 100..240 V type dim/heating/cooling 902 MHz | Wireless receiver – multi 0..10 V ¦ relay 4DA 80..240 V | EasySens® - Receiver | Actuators | 631587 | 461.51 | 132
SRC-ADO 4AA/4DO 100..240 V type fancoil, change-over | Wireless receiver – multi 0..10 V ¦ relay 4DO 100..240 V | EasySens® - Receiver | Actuators | 423243 | 461.51 | 132
SRC-ADO 4AA/4DO 100..240 V type fancoil, change-over 902 MHz | Wireless receiver – multi 0..10 V ¦ relay 4DA 80..240 V | EasySens® - Receiver | Actuators | 631600 | 461.51 | 132
SRC-ADO 4AA/2DO 24 V type dimming/heating/cooling | Wireless receiver – multi 0..10 V ¦ relay 2DO 24 V | EasySens® - Receiver | Actuators | 420105 | 429.324 | 132
SRC-ADO 4AA/2DO 24 V type dimming/heating/cooling 902 MHz | Wireless receiver – multi 0..10 V ¦ relay 2DA 24 V | EasySens® - Receiver | Actuators | 550963 | 429.324 | 132
SRC-ADO 4AA/2DO 24 V type fancoil, change-over | Wireless receiver – multi 0..10 V ¦ relay 2DO 24 V | EasySens® - Receiver | Actuators | 494816 | 429.324 | 132
SRC-ADO 4AA/2DO 24 V type fancoil, change-over 902 MHz | Wireless receiver – multi 0..10 V ¦ relay 2DA 24 V | EasySens® - Receiver | Actuators | 550970 | 429.324 | 132
SRC-ADO 4AA/4DO 24 V type dimming/heating/cooling | Wireless receiver – multi 0..10 V ¦ relay 4DO 24 V | EasySens® - Receiver | Actuators | 455428 | 461.51 | 132
SRC-ADO 4AA/4DO 24 V type dimming/heating/cooling 902 MHz | Wireless receiver – multi 0..10 V ¦ relay 4DA 24 V | EasySens® - Receiver | Actuators | 550987 | 461.51 | 132
SRC-ADO 4AA/4DO 24 V type fancoil, change-over | Wireless receiver – multi 0..10 V ¦ relay 4DO 24 V | EasySens® - Receiver | Actuators | 502955 | 461.51 | 132
SRC-ADO 4AA/4DO 24 V type fancoil, change-over 902 MHz | Wireless receiver – multi 0..10 V ¦ relay 4DA 24 V | EasySens® - Receiver | Actuators | 550994 | 461.51 | 132
STC-MSG server 8 channel | Heating/cooling circuit controller | EasySens® - Receiver | Actuators | 501590 | 367.745 | 134
STC-MSG server 8 channel 902 MHz | Heating/cooling circuit controller | EasySens® - Receiver | Actuators | 631792 | 367.745 | 134
STC-MSG server 16 channel | Heating/cooling circuit controller | EasySens® - Receiver | Actuators | 507080 | 418.152 | 134
STC-MSG server 16 channel 902 MHz | Heating/cooling circuit controller | EasySens® - Receiver | Actuators | 550956 | 418.152 | 134
STC-MSG Server UP 100..240 V | Heating/cooling circuit controller 1 channel | EasySens® - Receiver | Actuators | 550048 | 181.146 | 135
STC-MSG Server UP 100..240 V 902 MHz | Heating/cooling circuit controller 1 channel | EasySens® - Receiver | Actuators | 585484 | 181.146 | 135
STC-MSG Server UP 24 V | Heating/cooling circuit controller 1 channel | EasySens® - Receiver | Actuators | 688222 | 181.146 | 135
STC-MSG Server UP 24 V 902 MHz | Heating/cooling circuit controller 1 channel | EasySens® - Receiver | Actuators | 593106 | 181.146 | 135
SAB+ (Heating) | Battery-free radio valve actuator EasySens® with thermal energy harvesting | EasySens® - Receiver | Actuators | 669108 | 219.45 | 136
SAB+ (Cooling) | Battery-free radio valve actuator EasySens® with thermal energy harvesting | EasySens® - Receiver | Actuators | 715409 | 219.45 | 136
SAB05 | Valve actuator | EasySens® - Receiver | Actuators | 513753 | 186.2 | 138
SRE-Repeater MultiLevel internal ant. | Wireless repeater | EasySens® - Receiver | Repeaters | 593809 | 182.476 | 140
SRE-Repeater MultiLevel internal ant. 902 MHz | Radio repeater | EasySens® - Receiver | Repeaters | 631839 | 182.476 | 140
SRE-Repeater MultiLevel external ant. | Wireless repeater | EasySens® - Receiver | Repeaters | 593830 | 209.209 | 140
SRE-Repeater MultiLevel external ant. 902 MHz | Radio repeater | EasySens® - Receiver | Repeaters | 618588 | 209.209 | 140
SRE-Repeater UP MultiLevel internal ant. | Wireless repeater | EasySens® - Receiver | Repeaters | 556736 | 153.083 | 141
SRE-Repeater UP MultiLevel internal ant. 902 MHz | Radio repeater | EasySens® - Receiver | Repeaters | 631877 | 153.083 | 141
airScan (net price) | airScan (EnOcean usb transceiver + license) | EasySens® - Receiver | Tools | 566704 | 155.25 | 142
airScan 902 MHz (net price) | airScan (EnOcean usb transceiver + license) | EasySens® - Receiver | Tools | 566711 | 155.25 | 142
Mini 2-channel BLE light pure white brilliant | Radio controls BLE 2,4 GHz 2-channel light | IntoMesh - Transmitter | Switches | 731065 | 88.179 | 146
Mini 2-channel BLE light aluminium varnished | Radio controls BLE 2,4 GHz 2-channel light | IntoMesh - Transmitter | Switches | 733946 | 88.179 | 146
Mini 2-channel BLE light anthracite | Radio controls BLE 2,4 GHz 2-channel light | IntoMesh - Transmitter | Switches | 733953 | 88.179 | 146
Mini 4-channel BLE light pure white brilliant | Radio controls BLE 2,4 GHz 4-channel light | IntoMesh - Transmitter | Switches | 708425 | 91.238 | 146
Mini 4-channel BLE light aluminium varnished | Radio controls BLE 2,4 GHz 4-channel light | IntoMesh - Transmitter | Switches | 733960 | 91.238 | 146
Mini 4-channel BLE light anthracite | Radio controls BLE 2,4 GHz 4-channel light | IntoMesh - Transmitter | Switches | 733977 | 91.238 | 146
Mini 2-channel BLE blind pure white brilliant | Radio controls BLE 2,4 GHz 2-channel blind | IntoMesh - Transmitter | Switches | 733984 | 88.179 | 146
Mini 2-channel BLE blind aluminium varnished | Radio controls BLE 2,4 GHz 2-channel blind | IntoMesh - Transmitter | Switches | 733991 | 88.179 | 146
Mini 2-channel BLE blind anthracite | Radio controls BLE 2,4 GHz 2-channel blind | IntoMesh - Transmitter | Switches | 734004 | 88.179 | 146
Mini 4-channel BLE blind pure white brilliant | Radio controls BLE 2,4 GHz 4-channel blind | IntoMesh - Transmitter | Switches | 734011 | 91.238 | 146
Mini 4-channel BLE blind aluminium varnished | Radio controls BLE 2,4 GHz 4-channel blind | IntoMesh - Transmitter | Switches | 734028 | 91.238 | 146
Mini 4-channel BLE blind anthracite | Radio controls BLE 2,4 GHz 4-channel blind | IntoMesh - Transmitter | Switches | 734035 | 91.238 | 146
2-channel BLE light 55x55 pure white matt without frame | Radio controls BLE 2,4 GHz 2-channel light | IntoMesh - Transmitter | Switches | 734042 | 95.76 | 147
2-channel BLE light 55x55 pure white brilliant without frame | Radio controls BLE 2,4 GHz 2-channel light | IntoMesh - Transmitter | Switches | 734288 | 95.76 | 147
2-channel BLE light 55x55 aluminium without frame | Radio controls BLE 2,4 GHz 2-channel light | IntoMesh - Transmitter | Switches | 734318 | 95.76 | 147
2-channel BLE light 55x55 Jung aluminium without frame | Radio controls BLE 2,4 GHz 2-channel light | IntoMesh - Transmitter | Switches | 734325 | 95.76 | 147
2-channel BLE light 55x55 anthracite without frame | Radio controls BLE 2,4 GHz 2-channel light | IntoMesh - Transmitter | Switches | 734332 | 95.76 | 147
4-channel BLE light 55x55 pure white matt without frame | Radio controls BLE 2,4 GHz 4-channel light | IntoMesh - Transmitter | Switches | 734066 | 98.686 | 147
4-channel BLE light 55x55 pure white brilliant without frame | Radio controls BLE 2,4 GHz 4-channel light | IntoMesh - Transmitter | Switches | 734349 | 98.686 | 147
4-channel BLE light 55x55 aluminium without frame | Radio controls BLE 2,4 GHz 4-channel light | IntoMesh - Transmitter | Switches | 734356 | 98.686 | 147
4-channel BLE light 55x55 Jung aluminium without frame | Radio controls BLE 2,4 GHz 4-channel light | IntoMesh - Transmitter | Switches | 734363 | 98.686 | 147
4-channel BLE light 55x55 anthracite without frame | Radio controls BLE 2,4 GHz 4-channel light | IntoMesh - Transmitter | Switches | 734370 | 98.686 | 147
2-channel BLE blind 55x55 pure white matt without frame | Radio controls BLE 2,4 GHz 2-channel blind | IntoMesh - Transmitter | Switches | 734110 | 95.76 | 147
2-channel BLE blind 55x55 pure white brilliant without frame | Radio controls BLE 2,4 GHz 2-channel blind | IntoMesh - Transmitter | Switches | 734387 | 95.76 | 147
2-channel BLE blind 55x55 aluminium without frame | Radio controls BLE 2,4 GHz 2-channel blind | IntoMesh - Transmitter | Switches | 734394 | 95.76 | 147
2-channel BLE blind 55x55 Jung aluminium without frame | Radio controls BLE 2,4 GHz 2-channel blind | IntoMesh - Transmitter | Switches | 734400 | 95.76 | 147
2-channel BLE blind 55x55 anthracite without frame | Radio controls BLE 2,4 GHz 2-channel blind | IntoMesh - Transmitter | Switches | 734417 | 95.76 | 147
4-channel BLE blind 55x55 pure white matt without frame | Radio controls BLE 2,4 GHz 4-channel blind | IntoMesh - Transmitter | Switches | 734127 | 98.686 | 147
4-channel BLE blind 55x55 pure white brilliant without frame | Radio controls BLE 2,4 GHz 4-channel blind | IntoMesh - Transmitter | Switches | 734424 | 98.686 | 147
4-channel BLE blind 55x55 aluminium without frame | Radio controls BLE 2,4 GHz 4-channel blind | IntoMesh - Transmitter | Switches | 734479 | 98.686 | 147
4-channel BLE blind 55x55 Jung aluminium without frame | Radio controls BLE 2,4 GHz 4-channel blind | IntoMesh - Transmitter | Switches | 734486 | 98.686 | 147
4-channel BLE blind 55x55 anthracite without frame | Radio controls BLE 2,4 GHz 4-channel blind | IntoMesh - Transmitter | Switches | 734493 | 98.686 | 147
2-channel BLE light BJ63x63 studio white without frame | Radio controls BLE 2,4 GHz 2-channel light | IntoMesh - Transmitter | Switches | 734516 | 98.686 | 148
2-channel BLE light BJ63x63 ivory white without frame | Radio controls BLE 2,4 GHz 2-channel light | IntoMesh - Transmitter | Switches | 734547 | 98.686 | 148
2-channel BLE light BJ63x63 aluminium silver without frame | Radio controls BLE 2,4 GHz 2-channel light | IntoMesh - Transmitter | Switches | 734554 | 98.686 | 148
2-channel BLE light BJ63x63 anthracite without frame | Radio controls BLE 2,4 GHz 2-channel light | IntoMesh - Transmitter | Switches | 734561 | 98.686 | 148
4-channel BLE light BJ63x63 studio white without frame | Radio controls BLE 2,4 GHz 4-channel light | IntoMesh - Transmitter | Switches | 734509 | 101.745 | 148
4-channel BLE light BJ63x63 ivory white without frame | Radio controls BLE 2,4 GHz 4-channel light | IntoMesh - Transmitter | Switches | 734578 | 101.745 | 148
4-channel BLE light BJ63x63 aluminium silver without frame | Radio controls BLE 2,4 GHz 4-channel light | IntoMesh - Transmitter | Switches | 734585 | 101.745 | 148
4-channel BLE light BJ63x63 anthracite without frame | Radio controls BLE 2,4 GHz 4-channel light | IntoMesh - Transmitter | Switches | 734592 | 101.745 | 148
2-channel BLE blind BJ63x63 studio white without frame | Radio controls BLE 2,4 GHz 2-channel blind | IntoMesh - Transmitter | Switches | 734615 | 98.686 | 148
2-channel BLE blind BJ63x63 ivory white without frame | Radio controls BLE 2,4 GHz 2-channel blind | IntoMesh - Transmitter | Switches | 734622 | 98.686 | 148
2-channel BLE blind BJ63x63 aluminium silver without frame | Radio controls BLE 2,4 GHz 2-channel blind | IntoMesh - Transmitter | Switches | 735049 | 98.686 | 148
2-channel BLE blind BJ63x63 anthracite without frame | Radio controls BLE 2,4 GHz 2-channel blind | IntoMesh - Transmitter | Switches | 735056 | 98.686 | 148
4-channel BLE blind BJ63x63 studio white without frame | Radio controls BLE 2,4 GHz 4-channel blind | IntoMesh - Transmitter | Switches | 734608 | 101.745 | 148
4-channel BLE blind BJ63x63 ivory white without frame | Radio controls BLE 2,4 GHz 4-channel blind | IntoMesh - Transmitter | Switches | 735070 | 101.745 | 148
4-channel BLE blind BJ63x63 aluminium silver without frame | Radio controls BLE 2,4 GHz 4-channel blind | IntoMesh - Transmitter | Switches | 735087 | 101.745 | 148
4-channel BLE blind BJ63x63 anthracite without frame | Radio controls BLE 2,4 GHz 4-channel blind | IntoMesh - Transmitter | Switches | 735100 | 101.745 | 148
NOVOS Touch Temp RS485 Modbus | Touch screen room operating unit temperature + opt. humidity, CO2, VOC – active BUS | Room Operating Units/Controller | Room Operating Units | 735117 | 517.37 | 154
NOVOS Touch Temp_rH RS485 Modbus | Touch screen room operating unit temperature + opt. humidity, CO2, VOC – active BUS | Room Operating Units/Controller | Room Operating Units | 735124 | 570.57 | 154
NOVOS Touch CO2 Temp_rH RS485 Modbus | Touch screen room operating unit temperature + opt. humidity, CO2, VOC – active BUS | Room Operating Units/Controller | Room Operating Units | 735131 | 650.37 | 154
NOVOS Touch VOC Temp_rH RS485 Modbus | Touch screen room operating unit temperature + opt. humidity, CO2, VOC – active BUS | Room Operating Units/Controller | Room Operating Units | 735148 | 637.07 | 154
NOVOS Touch CO2+VOC Temp_rH RS485 Modbus | Touch screen room operating unit temperature + opt. humidity, CO2, VOC – active BUS | Room Operating Units/Controller | Room Operating Units | 735155 | 716.87 | 154
NOVOS 7 Temp RS485 Modbus | Room operating unit temperature + opt. humidity, CO2, VOC – active BUS | Room Operating Units/Controller | Room Operating Units | 735018 | 357.77 | 155
NOVOS 7 Temp_rH RS485 Modbus | Room operating unit temperature + opt. humidity, CO2, VOC – active BUS | Room Operating Units/Controller | Room Operating Units | 735025 | 410.97 | 155
NOVOS 7 CO2 Temp_rH RS485 Modbus | Room operating unit temperature + opt. humidity, CO2, VOC – active BUS | Room Operating Units/Controller | Room Operating Units | 735032 | 490.77 | 155
NOVOS 7 VOC Temp_rH RS485 Modbus | Room operating unit temperature + opt. humidity, CO2, VOC – active BUS | Room Operating Units/Controller | Room Operating Units | 735063 | 477.47 | 155
NOVOS 7 CO2+VOC Temp_rH RS485 Modbus | Room operating unit temperature + opt. humidity, CO2, VOC – active BUS | Room Operating Units/Controller | Room Operating Units | 735094 | 557.27 | 155
thanos L black RS485 Modbus | Touch screen room operating unit temperature – RS485 Modbus | Room Operating Units/Controller | Room Operating Units | 472302 | 596.505 | 156
thanos L white RS485 Modbus | Touch screen room operating unit temperature – RS485 Modbus | Room Operating Units/Controller | Room Operating Units | 472296 | 596.505 | 156
thanos LQ black RS485 Modbus | Touch screen room operating unit temperature – RS485 Modbus | Room Operating Units/Controller | Room Operating Units | 472326 | 596.505 | 156
thanos LQ white RS485 Modbus | Touch screen room operating unit temperature – RS485 Modbus | Room Operating Units/Controller | Room Operating Units | 472319 | 596.505 | 156
thanos S black RS485 Modbus | Touch screen room operating unit temperature – RS485 Modbus | Room Operating Units/Controller | Room Operating Units | 472340 | 549.689 | 156
thanos S white RS485 Modbus | Touch screen room operating unit temperature – RS485 Modbus | Room Operating Units/Controller | Room Operating Units | 472333 | 549.689 | 156
thanos L black LON | Touch screen room operating unit temperature – LON | Room Operating Units/Controller | Room Operating Units | 471749 | 636.937 | 156
thanos L white LON | Touch screen room operating unit temperature – LON | Room Operating Units/Controller | Room Operating Units | 471725 | 636.937 | 156
thanos LQ black LON | Touch screen room operating unit temperature – LON | Room Operating Units/Controller | Room Operating Units | 471763 | 636.937 | 156
thanos LQ white LON | Touch screen room operating unit temperature – LON | Room Operating Units/Controller | Room Operating Units | 471756 | 636.937 | 156
thanos S black LON | Touch screen room operating unit temperature – LON | Room Operating Units/Controller | Room Operating Units | 471787 | 590.387 | 156
thanos S white LON | Touch screen room operating unit temperature – LON | Room Operating Units/Controller | Room Operating Units | 471770 | 590.387 | 156
thanos L black KNX | Touch screen room operating unit temperature – KNX | Room Operating Units/Controller | Room Operating Units | 472067 | 636.937 | 156
thanos L white KNX | Touch screen room operating unit temperature – KNX | Room Operating Units/Controller | Room Operating Units | 472050 | 636.937 | 156
thanos LQ black KNX | Touch screen room operating unit temperature – KNX | Room Operating Units/Controller | Room Operating Units | 472081 | 636.937 | 156
thanos LQ white KNX | Touch screen room operating unit temperature – KNX | Room Operating Units/Controller | Room Operating Units | 472074 | 636.937 | 156
thanos S black KNX | Touch screen room operating unit temperature – KNX | Room Operating Units/Controller | Room Operating Units | 472104 | 590.387 | 156
thanos S white KNX | Touch screen room operating unit temperature – KNX | Room Operating Units/Controller | Room Operating Units | 472098 | 590.387 | 156
thanos rH L black RS485 Modbus | Touch screen room operating unit temperature + humidity – RS485 Modbus | Room Operating Units/Controller | Room Operating Units | 472364 | 664.468 | 156
thanos rH L white RS485 Modbus | Touch screen room operating unit temperature + humidity – RS485 Modbus | Room Operating Units/Controller | Room Operating Units | 472357 | 664.468 | 156
thanos rH LQ black RS485 Modbus | Touch screen room operating unit temperature + humidity – RS485 Modbus | Room Operating Units/Controller | Room Operating Units | 472388 | 664.468 | 156
thanos rH LQ white RS485 Modbus | Touch screen room operating unit temperature + humidity – RS485 Modbus | Room Operating Units/Controller | Room Operating Units | 472371 | 664.468 | 156
thanos rH S black RS485 Modbus | Touch screen room operating unit temperature + humidity – RS485 Modbus | Room Operating Units/Controller | Room Operating Units | 472401 | 617.519 | 156
thanos rH S white RS485 Modbus | Touch screen room operating unit temperature + humidity – RS485 Modbus | Room Operating Units/Controller | Room Operating Units | 472395 | 617.519 | 156
thanos rH L black LON | Touch screen room operating unit temperature + humidity – LON | Room Operating Units/Controller | Room Operating Units | 471800 | 704.767 | 156
thanos rH L white LON | Touch screen room operating unit temperature + humidity – LON | Room Operating Units/Controller | Room Operating Units | 471794 | 704.767 | 156
thanos rH LQ black LON | Touch screen room operating unit temperature + humidity – LON | Room Operating Units/Controller | Room Operating Units | 471824 | 704.767 | 156
thanos rH LQ white LON | Touch screen room operating unit temperature + humidity – LON | Room Operating Units/Controller | Room Operating Units | 471817 | 704.767 | 156
thanos rH S black LON | Touch screen room operating unit temperature + humidity – LON | Room Operating Units/Controller | Room Operating Units | 471848 | 657.951 | 156
thanos rH S white LON | Touch screen room operating unit temperature + humidity – LON | Room Operating Units/Controller | Room Operating Units | 471831 | 657.951 | 156
thanos rH L black KNX | Touch screen room operating unit temperature + humidity – KNX | Room Operating Units/Controller | Room Operating Units | 472111 | 704.767 | 156
thanos rH L white KNX | Touch screen room operating unit temperature + humidity – KNX | Room Operating Units/Controller | Room Operating Units | 448550 | 704.767 | 156
thanos rH LQ black KNX | Touch screen room operating unit temperature + humidity – KNX | Room Operating Units/Controller | Room Operating Units | 472135 | 704.767 | 156
thanos rH LQ white KNX | Touch screen room operating unit temperature + humidity – KNX | Room Operating Units/Controller | Room Operating Units | 472128 | 704.767 | 156
thanos rH S black KNX | Touch screen room operating unit temperature + humidity – KNX | Room Operating Units/Controller | Room Operating Units | 472159 | 657.951 | 156
thanos rH S white KNX | Touch screen room operating unit temperature + humidity – KNX | Room Operating Units/Controller | Room Operating Units | 472142 | 657.951 | 156
thanos rH S black dS | Touch screen room operating unit temperature + humidity – digitalSTROM | Room Operating Units/Controller | Room Operating Units | 613446 | 832.713 | 160
thanos rH S white dS | Touch screen room operating unit temperature + humidity – digitalSTROM | Room Operating Units/Controller | Room Operating Units | 613439 | 832.713 | 160
WRF06 LCD VV ltype3 pure white matt without frame | Room operating unit temperature – active 0..10 V | Room Operating Units/Controller | Room Operating Units | 731089 | 279.167 | 161
WRF06 LCD VV ltype3 pure white brilliant without frame | Room operating unit temperature – active 0..10 V | Room Operating Units/Controller | Room Operating Units | 731102 | 279.167 | 161
WRF06 LCD VV ltype3 aluminium without frame | Room operating unit temperature – active 0..10 V | Room Operating Units/Controller | Room Operating Units | 731119 | 279.167 | 161
WRF06 LCD VV ltype3 Jung aluminium without frame | Room operating unit temperature – active 0..10 V | Room Operating Units/Controller | Room Operating Units | 731126 | 279.167 | 161
WRF06 LCD VV ltype3 anthracite without frame | Room operating unit temperature – active 0..10 V | Room Operating Units/Controller | Room Operating Units | 731133 | 279.167 | 161
WRF06 LCD DI4 RS485 Modbus ltype1 pure white matt without frame | Room operating unit temperature – active RS485 Modbus | Room Operating Units/Controller | Room Operating Units | 731140 | 327.845 | 161
WRF06 LCD DI4 RS485 Modbus ltype1 pure white brilliant without frame | Room operating unit temperature – active RS485 Modbus | Room Operating Units/Controller | Room Operating Units | 730068 | 327.845 | 161
WRF06 LCD DI4 RS485 Modbus ltype1 aluminium without frame | Room operating unit temperature – active RS485 Modbus | Room Operating Units/Controller | Room Operating Units | 731164 | 327.845 | 161
WRF06 LCD DI4 RS485 Modbus ltype1 Jung aluminium without frame | Room operating unit temperature – active RS485 Modbus | Room Operating Units/Controller | Room Operating Units | 731195 | 327.845 | 161
WRF06 LCD DI4 RS485 Modbus ltype1 anthracite without frame | Room operating unit temperature – active RS485 Modbus | Room Operating Units/Controller | Room Operating Units | 731201 | 327.845 | 161
WRF06 LCD DI4 LON ltype1 pure white matt without frame | Room operating unit temperature – active LON | Room Operating Units/Controller | Room Operating Units | 731218 | 364.952 | 161
WRF06 LCD DI4 LON ltype1 pure white brilliant without frame | Room operating unit temperature – active LON | Room Operating Units/Controller | Room Operating Units | 731232 | 364.952 | 161
WRF06 LCD DI4 LON ltype1 aluminium without frame | Room operating unit temperature – active LON | Room Operating Units/Controller | Room Operating Units | 731249 | 364.952 | 161
WRF06 LCD DI4 LON ltype1 Jung aluminium without frame | Room operating unit temperature – active LON | Room Operating Units/Controller | Room Operating Units | 731256 | 364.952 | 161
WRF06 LCD DI4 LON ltype1 anthracite without frame | Room operating unit temperature – active LON | Room Operating Units/Controller | Room Operating Units | 731263 | 364.952 | 161
FTW06 LCD dS pure white matt without frame | Room operating unit humidity– + temperature digitalSTROM | Room Operating Units/Controller | Room Operating Units | 731270 | 348.859 | 163
FTW06 LCD dS pure white brilliant without frame | Room operating unit humidity– + temperature digitalSTROM | Room Operating Units/Controller | Room Operating Units | 731287 | 348.859 | 163
FTW06 LCD dS aluminium without frame | Room operating unit humidity– + temperature digitalSTROM | Room Operating Units/Controller | Room Operating Units | 731294 | 348.859 | 163
FTW06 LCD dS Jung aluminium without frame | Room operating unit humidity– + temperature digitalSTROM | Room Operating Units/Controller | Room Operating Units | 731300 | 348.859 | 163
FTW06 LCD dS anthracite without frame | Room operating unit humidity– + temperature digitalSTROM | Room Operating Units/Controller | Room Operating Units | 731317 | 348.859 | 163
WRF07 P without sensor ltype1 Gira E2 pure white matt, 10 kOhm | Room operating unit temperature – without sensor | Room Operating Units/Controller | Room Operating Units | 202664 | 107.331 | 165
WRF07 PTD without sensor ltype1 Gira E2 pure white matt, 10 kOhm, LED green | Room operating unit temperature – without sensor | Room Operating Units/Controller | Room Operating Units | 542883 | 148.295 | 165
WRF07 PSD without sensor ltype1 Gira E2 pure white matt, 10 kOhm, LED green | Room operating unit temperature – without sensor | Room Operating Units/Controller | Room Operating Units | 627917 | 152.817 | 165
WRF07 P PT100 ltype1 Gira E2 pure white matt, 10 kOhm | Room operating unit temperature – PT100 | Room Operating Units/Controller | Room Operating Units | 628020 | 116.907 | 165
WRF07 PTD PT100 ltype1 Gira E2 pure white matt, 10 kOhm, LED green | Room operating unit temperature – PT100 | Room Operating Units/Controller | Room Operating Units | 553278 | 157.871 | 165
WRF07 PSD PT100 ltype1 Gira E2 pure white matt, 10 kOhm, LED green | Room operating unit temperature – PT100 | Room Operating Units/Controller | Room Operating Units | 627924 | 162.26 | 165
WRF07 P PT100 1/3 DIN ltype1 Gira E2 pure white matt, 10 kOhm | Room operating unit temperature – PT100 1/3 DIN | Room Operating Units/Controller | Room Operating Units | 628037 | 121.961 | 165
WRF07 PTD PT100 1/3 DIN ltype1 Gira E2 pure white matt, 10 kOhm, LED green | Room operating unit temperature – PT100 1/3 DIN | Room Operating Units/Controller | Room Operating Units | 628068 | 162.925 | 165
WRF07 PSD PT100 1/3 DIN ltype1 Gira E2 pure white matt, 10 kOhm, LED green | Room operating unit temperature – PT100 1/3 DIN | Room Operating Units/Controller | Room Operating Units | 627931 | 167.447 | 165
WRF07 P PT1000 ltype1 Gira E2 pure white matt, 10 kOhm | Room operating unit temperature – PT1000 | Room Operating Units/Controller | Room Operating Units | 399012 | 119.833 | 165
WRF07 PTD PT1000 ltype1 Gira E2 pure white matt, 10 kOhm, LED green | Room operating unit temperature – PT1000 | Room Operating Units/Controller | Room Operating Units | 291767 | 160.797 | 165
WRF07 PSD PT1000 ltype1 Gira E2 pure white matt, 10 kOhm, LED green | Room operating unit temperature – PT1000 | Room Operating Units/Controller | Room Operating Units | 627948 | 165.319 | 165
WRF07 P PT1000 1/3 DIN ltype1 Gira E2 pure white matt, 10 kOhm | Room operating unit temperature – PT1000 1/3 DIN | Room Operating Units/Controller | Room Operating Units | 628044 | 123.956 | 165
WRF07 PTD PT1000 1/3 DIN ltype1 Gira E2 pure white matt, 10 kOhm, LED green | Room operating unit temperature – PT1000 1/3 DIN | Room Operating Units/Controller | Room Operating Units | 628075 | 164.92 | 165
WRF07 PSD PT1000 1/3 DIN ltype1 Gira E2 pure white matt, 10 kOhm, LED green | Room operating unit temperature – PT1000 1/3 DIN | Room Operating Units/Controller | Room Operating Units | 627955 | 169.442 | 165
WRF07 P Ni1000 ltype1 Gira E2 pure white matt, 10 kOhm | Room operating unit temperature – Ni1000 | Room Operating Units/Controller | Room Operating Units | 400220 | 119.434 | 165
WRF07 PTD Ni1000 ltype1 Gira E2 pure white matt, 10 kOhm, LED green | Room operating unit temperature – Ni1000 | Room Operating Units/Controller | Room Operating Units | 529266 | 160.398 | 165
WRF07 PSD Ni1000 ltype1 Gira E2 pure white matt, 10 kOhm, LED green | Room operating unit temperature – Ni1000 | Room Operating Units/Controller | Room Operating Units | 627962 | 164.92 | 165
WRF07 P Ni1000TK5000 ltype1 Gira E2 pure white matt, 10 kOhm | Room operating unit temperature – Ni1000TK5000 | Room Operating Units/Controller | Room Operating Units | 193634 | 124.222 | 165
WRF07 PTD Ni1000TK5000 ltype1 Gira E2 pure white matt, 10 kOhm, LED green | Room operating unit temperature – Ni1000TK5000 | Room Operating Units/Controller | Room Operating Units | 628082 | 165.186 | 165
WRF07 PSD Ni1000TK5000 ltype1 Gira E2 pure white matt, 10 kOhm, LED green | Room operating unit temperature – Ni1000TK5000 | Room Operating Units/Controller | Room Operating Units | 627979 | 169.708 | 165
WRF07 P NTC10k ltype1 Gira E2 pure white matt, 10 kOhm | Room operating unit temperature – NTC10k | Room Operating Units/Controller | Room Operating Units | 400237 | 115.045 | 165
WRF07 PTD NTC10k ltype1 Gira E2 pure white matt, 10 kOhm, LED green | Room operating unit temperature – NTC10k | Room Operating Units/Controller | Room Operating Units | 628099 | 156.009 | 165
WRF07 PSD NTC10k ltype1 Gira E2 pure white matt, 10 kOhm, LED green | Room operating unit temperature – NTC10k | Room Operating Units/Controller | Room Operating Units | 627986 | 160.531 | 165
WRF07 P NTC10k Precon ltype1 Gira E2 pure white matt, 10 kOhm | Room operating unit temperature – NTC10k Precon | Room Operating Units/Controller | Room Operating Units | 720939 | 115.045 | 165
WRF07 PTD NTC10k Precon ltype1 Gira E2 pure white matt, 10 kOhm, LED green | Room operating unit temperature – NTC10k Precon | Room Operating Units/Controller | Room Operating Units | 628105 | 156.009 | 165
WRF07 PSD NTC10k Precon ltype1 Gira E2 pure white matt, 10 kOhm, LED green | Room operating unit temperature – NTC10k Precon | Room Operating Units/Controller | Room Operating Units | 627993 | 160.531 | 165
WRF07 P NTC20k ltype1 Gira E2 pure white matt, 10 kOhm | Room operating unit temperature – NTC20k | Room Operating Units/Controller | Room Operating Units | 191234 | 115.045 | 165
WRF07 PTD NTC20k ltype1 Gira E2 pure white matt, 10 kOhm, LED green | Room operating unit temperature – NTC20k | Room Operating Units/Controller | Room Operating Units | 611343 | 156.009 | 165
WRF07 PSD NTC20k ltype1 Gira E2 pure white matt, 10 kOhm, LED green | Room operating unit temperature – NTC20k | Room Operating Units/Controller | Room Operating Units | 628006 | 160.531 | 165
WRF07 P NTC1,8k ltype1 Gira E2 pure white matt, 10 kOhm | Room operating unit temperature – NTC1,8k | Room Operating Units/Controller | Room Operating Units | 668484 | 115.045 | 165
WRF07 PTD NTC1,8k ltype1 Gira E2 pure white matt, 10 kOhm, LED green | Room operating unit temperature – NTC1,8k | Room Operating Units/Controller | Room Operating Units | 668507 | 156.009 | 165
WRF07 PSD NTC1,8k ltype1 Gira E2 pure white matt, 10 kOhm, LED green | Room operating unit temperature – NTC1,8k | Room Operating Units/Controller | Room Operating Units | 668521 | 160.531 | 165
WRF07 P LM235Z ltype1 Gira E2 pure white matt, 10 kOhm | Room operating unit temperature – LM235Z | Room Operating Units/Controller | Room Operating Units | 199599 | 117.572 | 165
WRF07 PTD LM235Z ltype1 Gira E2 pure white matt, 10 kOhm, LED green | Room operating unit temperature – LM235Z | Room Operating Units/Controller | Room Operating Units | 164863 | 158.403 | 165
WRF07 PSD LM235Z ltype1 Gira E2 pure white matt, 10 kOhm, LED green | Room operating unit temperature – LM235Z | Room Operating Units/Controller | Room Operating Units | 628013 | 163.058 | 165
WRF07 P TRV3 ltype1 Gira E2 pure white matt | Room operating unit 0..+50 °C – 0..10 V, active potentiometer | Room Operating Units/Controller | Room Operating Units | 243902 | 264.271 | 165
WRF07 PTD TRV3 ltype1 Gira E2 pure white matt, LED green | Room operating unit 0..+50 °C – 0..10 V, active potentiometer | Room Operating Units/Controller | Room Operating Units | 369602 | 305.102 | 165
WRF07 PSD TRV3 ltype1 Gira E2 pure white matt, LED green | Room operating unit 0..+50 °C – 0..10 V, active potentiometer | Room Operating Units/Controller | Room Operating Units | 332132 | 309.624 | 165
WRF07 P AO2V RS485 BACnet ltype1 Gira E2 pure white matt | Room operating unit temperature – AO2V RS485 BACnet | Room Operating Units/Controller | Room Operating Units | 628150 | 293.265 | 170
WRF07 PTD AO2V RS485 BACnet (MS/TP) ltype1 Gira E2 pure white matt, LED green | Room operating unit temperature – AO2V RS485 BACnet | Room Operating Units/Controller | Room Operating Units | 628167 | 307.496 | 170
WRF07 P rH AO2V RS485 BACnet (MS/TP) ltype1 Gira E2 pure white matt | Room operating unit temperature + humidity – AO2V RS485 BACnet | Room Operating Units/Controller | Room Operating Units | 703260 | 346.465 | 170
WRF07 PTD rH AO2V RS485 BACnet (MS/TP) ltype1 Gira E2 pure white matt, LED green | Room operating unit temperature + humidity – AO2V RS485 BACnet | Room Operating Units/Controller | Room Operating Units | 703291 | 360.696 | 170
WRF07 P DI4 RS485 Modbus ltype1 Gira E2 pure white matt | Room operating unit temperature – DI4 RS485 Modbus | Room Operating Units/Controller | Room Operating Units | 613910 | 293.265 | 170
WRF07 PTD DI4 RS485 Modbus ltype1 Gira E2 pure white matt, LED green | Room operating unit temperature – DI4 RS485 Modbus | Room Operating Units/Controller | Room Operating Units | 628181 | 307.496 | 170
WRF07 P rH DI4 RS485 Modbus BTyp1 Gira E2 reinweiß seidenmatt | Room operating unit temperature + humidity – DI4 RS485 Modbus | Room Operating Units/Controller | Room Operating Units | 736695 | 346.465 | 170
WRF07 PTD rH DI4 RS485 Modbus BTyp1 Gira E2 reinweiß seidenmatt, LED grün | Room operating unit temperature + humidity – DI4 RS485 Modbus | Room Operating Units/Controller | Room Operating Units | 736718 | 360.696 | 170
WRF06 S without sensor Gira E2 pure white matt, FS5 | Room operating unit temperature – without sensor | Room Operating Units/Controller | Room Operating Units | 629201 | 113.05 | 172
WRF06 TD without sensor Gira E2 pure white matt, LED green | Room operating unit temperature – without sensor | Room Operating Units/Controller | Room Operating Units | 285964 | 87.248 | 172
WRF06 TD PT100 Gira E2 pure white matt, LED green | Room operating unit temperature – passive | Room Operating Units/Controller | Room Operating Units | 564441 | 96.824 | 172
WRF06 TD PT100 1/3 DIN Gira E2 pure white matt, LED green | Room operating unit temperature – passive | Room Operating Units/Controller | Room Operating Units | 629409 | 101.878 | 172
WRF06 TD PT1000 Gira E2 pure white matt, LED green | Room operating unit temperature – passive | Room Operating Units/Controller | Room Operating Units | 629423 | 99.883 | 172
WRF06 TD PT1000 1/3 DIN Gira E2 pure white matt, LED green | Room operating unit temperature – passive | Room Operating Units/Controller | Room Operating Units | 629447 | 103.873 | 172
WRF06 TD Ni1000 Gira E2 pure white matt, LED green | Room operating unit temperature – passive | Room Operating Units/Controller | Room Operating Units | 195379 | 99.218 | 172
WRF06 TD Ni1000TK5000 Gira E2 pure white matt, LED green | Room operating unit temperature – passive | Room Operating Units/Controller | Room Operating Units | 629461 | 104.139 | 172
WRF06 TD NTC10k Gira E2 pure white matt, LED green | Room operating unit temperature – passive | Room Operating Units/Controller | Room Operating Units | 629324 | 95.095 | 172
WRF06 TD NTC10k Precon Gira E2 pure white matt, LED green | Room operating unit temperature – passive | Room Operating Units/Controller | Room Operating Units | 629348 | 95.095 | 172
WRF06 TD NTC20k Gira E2 pure white matt, LED green | Room operating unit temperature – passive | Room Operating Units/Controller | Room Operating Units | 629362 | 95.095 | 172
WRF06 TD NTC1,8k Gira E2 pure white matt, LED green | Room operating unit temperature – passive | Room Operating Units/Controller | Room Operating Units | 668545 | 95.095 | 172
WRF06 TD LM235Z Gira E2 pure white matt, LED green | Room operating unit temperature – passive | Room Operating Units/Controller | Room Operating Units | 563703 | 97.356 | 172
WRF06 TD DI4 RS485 Modbus Gira E2 pure white matt, LED green | Room operating unit temperature – active BUS | Room Operating Units/Controller | Room Operating Units | 696487 | 279.167 | 172
WRF06 TD AO2V LON Gira E2 pure white matt, LED green | Room operating unit temperature – active BUS | Room Operating Units/Controller | Room Operating Units | 696531 | 311.353 | 172
WRF06 TD DI4 LON Gira E2 pure white matt, LED green | Room operating unit temperature – active BUS | Room Operating Units/Controller | Room Operating Units | 696555 | 311.353 | 172
WRF06 INC RS485 Modbus Merten M-Smart polar white brilliant | Room operating unit temperature – active BUS | Room Operating Units/Controller | Room Operating Units | 698214 | 291.536 | 175
NOVOS 5 S without sensor, FS5 | Room operating unit temperature – without sensor | Room Operating Units/Controller | Room Operating Units | 730082 | 99.351 | 176
NOVOS 5 PSTD without sensor, 10 kOhm, FS5 | Room operating unit temperature – without sensor | Room Operating Units/Controller | Room Operating Units | 730112 | 131.271 | 176
NOVOS 5 S design without sensor, FS5 | Room operating unit temperature – without sensor | Room Operating Units/Controller | Room Operating Units | 730105 | 99.351 | 176
NOVOS 5 PSTD design without sensor, 10 kOhm, FS5 | Room operating unit temperature – without sensor | Room Operating Units/Controller | Room Operating Units | 731683 | 131.271 | 176
NOVOS 5 S PT100, FS5 | Room operating unit temperature – PT100 | Room Operating Units/Controller | Room Operating Units | 730129 | 109.06 | 176
NOVOS 5 PSTD PT100, 10 kOhm, FS5 | Room operating unit temperature – PT100 | Room Operating Units/Controller | Room Operating Units | 730143 | 140.98 | 176
NOVOS 5 S Design PT100, FS5 | Room operating unit temperature – PT100 | Room Operating Units/Controller | Room Operating Units | 730136 | 109.06 | 176
NOVOS 5 PSTD Design PT100, 10 kOhm, FS5 | Room operating unit temperature – PT100 | Room Operating Units/Controller | Room Operating Units | 731690 | 140.98 | 176
NOVOS 5 S PT1000, FS5 | Room operating unit temperature – PT1000 | Room Operating Units/Controller | Room Operating Units | 730150 | 113.05 | 176
NOVOS 5 PSTD PT1000, 10 kOhm, FS5 | Room operating unit temperature – PT1000 | Room Operating Units/Controller | Room Operating Units | 730198 | 144.97 | 176
NOVOS 5 S Design PT1000, FS5 | Room operating unit temperature – PT1000 | Room Operating Units/Controller | Room Operating Units | 730174 | 113.05 | 176
NOVOS 5 PSTD Design PT1000, 10 kOhm, FS5 | Room operating unit temperature – PT1000 | Room Operating Units/Controller | Room Operating Units | 731706 | 144.97 | 176
NOVOS 5 S PT1000 1/3 DIN, FS5 | Room operating unit temperature – PT1000 1/3 DIN | Room Operating Units/Controller | Room Operating Units | 730204 | 116.375 | 176
NOVOS 5 PSTD PT1000 1/3 DIN, 10 kOhm, FS5 | Room operating unit temperature – PT1000 1/3 DIN | Room Operating Units/Controller | Room Operating Units | 730228 | 148.295 | 176
NOVOS 5 S Design PT1000 1/3 DIN, FS5 | Room operating unit temperature – PT1000 1/3 DIN | Room Operating Units/Controller | Room Operating Units | 730211 | 116.375 | 176
NOVOS 5 PSTD Design PT1000 1/3 DIN, 10 kOhm, FS5 | Room operating unit temperature – PT1000 1/3 DIN | Room Operating Units/Controller | Room Operating Units | 731720 | 148.295 | 176
NOVOS 5 S Ni1000, FS5 | Room operating unit temperature – Ni1000 | Room Operating Units/Controller | Room Operating Units | 730273 | 111.587 | 176
NOVOS 5 PSTD Ni1000, 10 kOhm, FS5 | Room operating unit temperature – Ni1000 | Room Operating Units/Controller | Room Operating Units | 730297 | 143.507 | 176
NOVOS 5 S Design Ni1000, FS5 | Room operating unit temperature – Ni1000 | Room Operating Units/Controller | Room Operating Units | 730280 | 111.587 | 176
NOVOS 5 PSTD design Ni1000, 10 kOhm, FS5 | Room operating unit temperature – Ni1000 | Room Operating Units/Controller | Room Operating Units | 731737 | 143.507 | 176
NOVOS 5 S Ni1000TK5000, FS5 | Room operating unit temperature – Ni1000TK5000 | Room Operating Units/Controller | Room Operating Units | 730303 | 116.375 | 176
NOVOS 5 PSTD Ni1000TK5000, 10 kOhm, FS5 | Room operating unit temperature – Ni1000TK5000 | Room Operating Units/Controller | Room Operating Units | 730327 | 148.295 | 176
NOVOS 5 S Design Ni1000TK5000, FS5 | Room operating unit temperature – Ni1000TK5000 | Room Operating Units/Controller | Room Operating Units | 730310 | 116.375 | 176
NOVOS 5 PSTD Design Ni1000TK5000, 10 kOhm, FS5 | Room operating unit temperature – Ni1000TK5000 | Room Operating Units/Controller | Room Operating Units | 731751 | 148.295 | 176
NOVOS 5 S NTC10k, FS5 | Room operating unit temperature – NTC10k | Room Operating Units/Controller | Room Operating Units | 730334 | 107.331 | 176
NOVOS 5 PSTD NTC10k, 10 kOhm, FS5 | Room operating unit temperature – NTC10k | Room Operating Units/Controller | Room Operating Units | 730358 | 139.251 | 176
NOVOS 5 S Design NTC10k, FS5 | Room operating unit temperature – NTC10k | Room Operating Units/Controller | Room Operating Units | 730341 | 107.331 | 176
NOVOS 5 PSTD Design NTC10k, 10 kOhm, FS5 | Room operating unit temperature – NTC10k | Room Operating Units/Controller | Room Operating Units | 731775 | 139.251 | 176
NOVOS 5 S TRV, FS5 | Room operating unit 0..+50 °C – active 0..10 V, active potentiometer | Room Operating Units/Controller | Room Operating Units | 734936 | 206.15 | 176
NOVOS 5 PSTD TRV, poti_active, FS5 | Room operating unit 0..+50 °C – active 0..10 V, active potentiometer | Room Operating Units/Controller | Room Operating Units | 734943 | 238.07 | 176
NOVOS 5 S Design TRV, FS5 | Room operating unit 0..+50 °C – active 0..10 V, active potentiometer | Room Operating Units/Controller | Room Operating Units | 734950 | 206.15 | 176
NOVOS 5 PSTD design TRV, poti_active, FS5 | Room operating unit 0..+50 °C – active 0..10 V, active potentiometer | Room Operating Units/Controller | Room Operating Units | 734967 | 238.07 | 176
NOVOS 5 S RS485 Modbus, FS5 | Room operating unit temperature – active BUS | Room Operating Units/Controller | Room Operating Units | 734974 | 255.36 | 180
NOVOS 5 PSTD RS485 Modbus, FS5 | Room operating unit temperature – active BUS | Room Operating Units/Controller | Room Operating Units | 734981 | 287.28 | 180
NOVOS 5 S Design RS485 Modbus, FS5 | Room operating unit temperature – active BUS | Room Operating Units/Controller | Room Operating Units | 734998 | 255.36 | 180
NOVOS 5 PSTD Design RS485 Modbus, FS5 | Room operating unit temperature – active BUS | Room Operating Units/Controller | Room Operating Units | 735001 | 287.28 | 180
NOVOS 3 P without sensor, 10 kOhm | Room operating unit temperature – without sensor | Room Operating Units/Controller | Room Operating Units | 729574 | 44.156 | 182
NOVOS 3 TD without sensor | Room operating unit temperature – without sensor | Room Operating Units/Controller | Room Operating Units | 729604 | 50.806 | 182
NOVOS 3 PTD without sensor, 10 kOhm | Room operating unit temperature – without sensor | Room Operating Units/Controller | Room Operating Units | 729611 | 70.756 | 182
NOVOS 3 P design without sensor, 10 kOhm | Room operating unit temperature – without sensor | Room Operating Units/Controller | Room Operating Units | 729628 | 44.156 | 182
NOVOS 3 TD design without sensor | Room operating unit temperature – without sensor | Room Operating Units/Controller | Room Operating Units | 729635 | 50.806 | 182
NOVOS 3 PTD design without sensor, 10 kOhm | Room operating unit temperature – without sensor | Room Operating Units/Controller | Room Operating Units | 729642 | 70.756 | 182
NOVOS 3 P PT100, 10 kOhm | Room operating unit temperature – PT100 | Room Operating Units/Controller | Room Operating Units | 729659 | 53.865 | 182
NOVOS 3 TD PT100 | Room operating unit temperature – PT100 | Room Operating Units/Controller | Room Operating Units | 729666 | 60.515 | 182
NOVOS 3 PTD PT100, 10 kOhm | Room operating unit temperature – PT100 | Room Operating Units/Controller | Room Operating Units | 729673 | 80.465 | 182
NOVOS 3 P Design PT100, 10 kOhm | Room operating unit temperature – PT100 | Room Operating Units/Controller | Room Operating Units | 729680 | 53.865 | 182
NOVOS 3 TD Design PT100 | Room operating unit temperature – PT100 | Room Operating Units/Controller | Room Operating Units | 729697 | 60.515 | 182
NOVOS 3 PTD Design PT100, 10 kOhm | Room operating unit temperature – PT100 | Room Operating Units/Controller | Room Operating Units | 729703 | 80.465 | 182
NOVOS 3 P PT1000, 10 kOhm | Room operating unit temperature – PT1000 | Room Operating Units/Controller | Room Operating Units | 729727 | 57.855 | 182
NOVOS 3 TD PT1000 | Room operating unit temperature – PT1000 | Room Operating Units/Controller | Room Operating Units | 729734 | 64.505 | 182
NOVOS 3 PTD PT1000, 10 kOhm | Room operating unit temperature – PT1000 | Room Operating Units/Controller | Room Operating Units | 729741 | 84.455 | 182
NOVOS 3 P Design PT1000, 10 kOhm | Room operating unit temperature – PT1000 | Room Operating Units/Controller | Room Operating Units | 729758 | 57.855 | 182
NOVOS 3 TD Design PT1000 | Room operating unit temperature – PT1000 | Room Operating Units/Controller | Room Operating Units | 729765 | 64.505 | 182
NOVOS 3 PTD Design PT1000, 10 kOhm | Room operating unit temperature – PT1000 | Room Operating Units/Controller | Room Operating Units | 729772 | 84.455 | 182
NOVOS 3 P PT1000 1/3 DIN, 10 kOhm | Room operating unit temperature – PT1000 1/3 DIN | Room Operating Units/Controller | Room Operating Units | 729789 | 61.18 | 182
NOVOS 3 TD PT1000 1/3 DIN | Room operating unit temperature – PT1000 1/3 DIN | Room Operating Units/Controller | Room Operating Units | 729796 | 67.83 | 182
NOVOS 3 PTD PT1000 1/3 DIN, 10 kOhm | Room operating unit temperature – PT1000 1/3 DIN | Room Operating Units/Controller | Room Operating Units | 729802 | 87.78 | 182
NOVOS 3 P Design PT1000 1/3 DIN, 10 kOhm | Room operating unit temperature – PT1000 1/3 DIN | Room Operating Units/Controller | Room Operating Units | 729826 | 61.18 | 182
NOVOS 3 TD Design PT1000 1/3 DIN | Room operating unit temperature – PT1000 1/3 DIN | Room Operating Units/Controller | Room Operating Units | 729833 | 67.83 | 182
NOVOS 3 PTD Design PT1000 1/3 DIN, 10 kOhm | Room operating unit temperature – PT1000 1/3 DIN | Room Operating Units/Controller | Room Operating Units | 729857 | 87.78 | 182
NOVOS 3 P Ni1000, 10 kOhm | Room operating unit temperature – Ni1000 | Room Operating Units/Controller | Room Operating Units | 729864 | 56.392 | 182
NOVOS 3 TD Ni1000 | Room operating unit temperature – Ni1000 | Room Operating Units/Controller | Room Operating Units | 729871 | 63.042 | 182
NOVOS 3 PTD Ni1000, 10 kOhm | Room operating unit temperature – Ni1000 | Room Operating Units/Controller | Room Operating Units | 729895 | 82.992 | 182
NOVOS 3 P Design Ni1000, 10 kOhm | Room operating unit temperature – Ni1000 | Room Operating Units/Controller | Room Operating Units | 729901 | 56.392 | 182
NOVOS 3 TD Design Ni1000 | Room operating unit temperature – Ni1000 | Room Operating Units/Controller | Room Operating Units | 729918 | 63.042 | 182
NOVOS 3 PTD Design Ni1000, 10 kOhm | Room operating unit temperature – Ni1000 | Room Operating Units/Controller | Room Operating Units | 729925 | 82.992 | 182
NOVOS 3 P Ni1000TK5000, 10 kOhm | Room operating unit temperature – Ni1000TK5000 | Room Operating Units/Controller | Room Operating Units | 729932 | 61.18 | 182
NOVOS 3 TD Ni1000TK5000 | Room operating unit temperature – Ni1000TK5000 | Room Operating Units/Controller | Room Operating Units | 729949 | 67.83 | 182
NOVOS 3 PTD Ni1000TK5000, 10 kOhm | Room operating unit temperature – Ni1000TK5000 | Room Operating Units/Controller | Room Operating Units | 729956 | 87.78 | 182
NOVOS 3 P Design Ni1000TK5000, 10 kOhm | Room operating unit temperature – Ni1000TK5000 | Room Operating Units/Controller | Room Operating Units | 729963 | 61.18 | 182
NOVOS 3 TD Design Ni1000TK5000 | Room operating unit temperature – Ni1000TK5000 | Room Operating Units/Controller | Room Operating Units | 729970 | 67.83 | 182
NOVOS 3 PTD Design Ni1000TK5000, 10 kOhm | Room operating unit temperature – Ni1000TK5000 | Room Operating Units/Controller | Room Operating Units | 729987 | 87.78 | 182
NOVOS 3 P NTC10k, 10 kOhm | Room operating unit temperature – NTC10k | Room Operating Units/Controller | Room Operating Units | 729994 | 52.136 | 182
NOVOS 3 TD NTC10k | Room operating unit temperature – NTC10k | Room Operating Units/Controller | Room Operating Units | 730013 | 58.786 | 182
NOVOS 3 PTD NTC10k, 10 kOhm | Room operating unit temperature – NTC10k | Room Operating Units/Controller | Room Operating Units | 730020 | 78.736 | 182
NOVOS 3 P Design NTC10k, 10 kOhm | Room operating unit temperature – NTC10k | Room Operating Units/Controller | Room Operating Units | 730037 | 52.136 | 182
NOVOS 3 TD Design NTC10k | Room operating unit temperature – NTC10k | Room Operating Units/Controller | Room Operating Units | 730044 | 58.786 | 182
NOVOS 3 PTD Design NTC10k, 10 kOhm | Room operating unit temperature – NTC10k | Room Operating Units/Controller | Room Operating Units | 730051 | 78.736 | 182
NOVOS 3 P TRV, poti_active | Room operating unit 0..+50 °C – active 0..10 V, active potentiometer | Room Operating Units/Controller | Room Operating Units | 734691 | 131.271 | 182
NOVOS 3 TD TRV | Room operating unit 0..+50 °C – active 0..10 V, active potentiometer | Room Operating Units/Controller | Room Operating Units | 734714 | 137.921 | 182
NOVOS 3 PTD TRV, poti_active | Room operating unit 0..+50 °C – active 0..10 V, active potentiometer | Room Operating Units/Controller | Room Operating Units | 734776 | 157.871 | 182
NOVOS 3 P design TRV, poti_active | Room operating unit 0..+50 °C – active 0..10 V, active potentiometer | Room Operating Units/Controller | Room Operating Units | 734806 | 131.271 | 182
NOVOS 3 TD Design TRV | Room operating unit 0..+50 °C – active 0..10 V, active potentiometer | Room Operating Units/Controller | Room Operating Units | 734837 | 137.921 | 182
NOVOS 3 PTD design TRV, poti_active | Room operating unit 0..+50 °C – active 0..10 V, active potentiometer | Room Operating Units/Controller | Room Operating Units | 734844 | 157.871 | 182
NOVOS 3 P RS485 Modbus | Room operating unit temperature – active BUS | Room Operating Units/Controller | Room Operating Units | 734851 | 150.689 | 186
NOVOS 3 TD RS485 Modbus | Room operating unit temperature – active BUS | Room Operating Units/Controller | Room Operating Units | 734882 | 157.339 | 186
NOVOS 3 PTD RS485 Modbus | Room operating unit temperature – active BUS | Room Operating Units/Controller | Room Operating Units | 734899 | 177.289 | 186
NOVOS 3 P Design RS485 Modbus | Room operating unit temperature – active BUS | Room Operating Units/Controller | Room Operating Units | 734905 | 150.689 | 186
NOVOS 3 TD Design RS485 Modbus | Room operating unit temperature – active BUS | Room Operating Units/Controller | Room Operating Units | 734912 | 157.339 | 186
NOVOS 3 PTD Design RS485 Modbus | Room operating unit temperature – active BUS | Room Operating Units/Controller | Room Operating Units | 734929 | 177.289 | 186
WRF04 P without sensor, 10 kOhm | Room operating unit temperature – without sensor | Room Operating Units/Controller | Room Operating Units | 197137 | 49.343 | 188
WRF04 S without sensor, FS5 | Room operating unit temperature – without sensor | Room Operating Units/Controller | Room Operating Units | 206204 | 70.756 | 188
WRF04 TD without sensor, LED green | Room operating unit temperature – without sensor | Room Operating Units/Controller | Room Operating Units | 206228 | 54.131 | 188
WRF04 PTD without sensor, 10 kOhm, LED green | Room operating unit temperature – without sensor | Room Operating Units/Controller | Room Operating Units | 315029 | 82.061 | 188
WRF04 PSD without sensor, 10 kOhm, FS5, LED green | Room operating unit temperature – without sensor | Room Operating Units/Controller | Room Operating Units | 628358 | 107.863 | 188
WRF04 PSTD without sensor, 10 kOhm, FS5, LED green | Room operating unit temperature – without sensor | Room Operating Units/Controller | Room Operating Units | 628372 | 129.675 | 188
WRF04 P PT100, 10 kOhm | Room operating unit temperature – PT100 | Room Operating Units/Controller | Room Operating Units | 214100 | 58.919 | 188
WRF04 S PT100, FS5 | Room operating unit temperature – PT100 | Room Operating Units/Controller | Room Operating Units | 592451 | 80.332 | 188
WRF04 TD PT100, LED green | Room operating unit temperature – PT100 | Room Operating Units/Controller | Room Operating Units | 205665 | 63.707 | 188
WRF04 PTD PT100, 10 kOhm, LED green | Room operating unit temperature – PT100 | Room Operating Units/Controller | Room Operating Units | 409728 | 91.637 | 188
WRF04 PSD PT100, 10 kOhm, FS5, LED green | Room operating unit temperature – PT100 | Room Operating Units/Controller | Room Operating Units | 257671 | 117.439 | 188
WRF04 PSTD PT100, 10 kOhm, FS5, LED green | Room operating unit temperature – PT100 | Room Operating Units/Controller | Room Operating Units | 491280 | 139.251 | 188
WRF04 P PT100 1/3 DIN, 10 kOhm | Room operating unit temperature – PT100 1/3 DIN | Room Operating Units/Controller | Room Operating Units | 628402 | 63.973 | 188
WRF04 S PT100 1/3 DIN, FS5 | Room operating unit temperature – PT100 1/3 DIN | Room Operating Units/Controller | Room Operating Units | 490115 | 85.519 | 188
WRF04 TD PT100 1/3 DIN, LED green | Room operating unit temperature – PT100 1/3 DIN | Room Operating Units/Controller | Room Operating Units | 372565 | 68.894 | 188
WRF04 PTD PT100 1/3 DIN, 10 kOhm, LED green | Room operating unit temperature – PT100 1/3 DIN | Room Operating Units/Controller | Room Operating Units | 628426 | 96.691 | 188
WRF04 PSD PT100 1/3 DIN, 10 kOhm, FS5, LED green | Room operating unit temperature – PT100 1/3 DIN | Room Operating Units/Controller | Room Operating Units | 628419 | 122.626 | 188
WRF04 PSTD PT100 1/3 DIN, 10 kOhm, FS5, LED green | Room operating unit temperature – PT100 1/3 DIN | Room Operating Units/Controller | Room Operating Units | 628433 | 144.305 | 188
WRF04 P PT1000, 10 kOhm | Room operating unit temperature – PT1000 | Room Operating Units/Controller | Room Operating Units | 628457 | 61.845 | 188
WRF04 S PT1000, FS5 | Room operating unit temperature – PT1000 | Room Operating Units/Controller | Room Operating Units | 469081 | 83.258 | 188
WRF04 TD PT1000, LED green | Room operating unit temperature – PT1000 | Room Operating Units/Controller | Room Operating Units | 199773 | 66.633 | 188
WRF04 PTD PT1000, 10 kOhm, LED green | Room operating unit temperature – PT1000 | Room Operating Units/Controller | Room Operating Units | 409735 | 94.696 | 188
WRF04 PSD PT1000, 10 kOhm, FS5, LED green | Room operating unit temperature – PT1000 | Room Operating Units/Controller | Room Operating Units | 628464 | 120.365 | 188
WRF04 PSTD PT1000, 10 kOhm, FS5, LED green | Room operating unit temperature – PT1000 | Room Operating Units/Controller | Room Operating Units | 628471 | 142.31 | 188
WRF04 P PT1000 1/3 DIN, 10 kOhm | Room operating unit temperature – PT1000 1/3 DIN | Room Operating Units/Controller | Room Operating Units | 287777 | 65.968 | 188
WRF04 S PT1000 1/3 DIN, FS5 | Room operating unit temperature – PT1000 1/3 DIN | Room Operating Units/Controller | Room Operating Units | 628501 | 87.381 | 188
WRF04 TD PT1000 1/3 DIN, LED green | Room operating unit temperature – PT1000 1/3 DIN | Room Operating Units/Controller | Room Operating Units | 319744 | 70.756 | 188
WRF04 PTD PT1000 1/3 DIN, 10 kOhm, LED green | Room operating unit temperature – PT1000 1/3 DIN | Room Operating Units/Controller | Room Operating Units | 628525 | 98.686 | 188
WRF04 PSD PT1000 1/3 DIN, 10 kOhm, FS5, LED green | Room operating unit temperature – PT1000 1/3 DIN | Room Operating Units/Controller | Room Operating Units | 628518 | 124.488 | 188
WRF04 PSTD PT1000 1/3 DIN, 10 kOhm, FS5, LED green | Room operating unit temperature – PT1000 1/3 DIN | Room Operating Units/Controller | Room Operating Units | 628549 | 146.3 | 188
WRF04 P Ni1000, 10 kOhm | Room operating unit temperature – Ni1000 | Room Operating Units/Controller | Room Operating Units | 246361 | 61.446 | 188
WRF04 S Ni1000, FS5 | Room operating unit temperature – Ni1000 | Room Operating Units/Controller | Room Operating Units | 266758 | 82.859 | 188
WRF04 TD Ni1000, LED green | Room operating unit temperature – Ni1000 | Room Operating Units/Controller | Room Operating Units | 197595 | 66.234 | 188
WRF04 PTD Ni1000, 10 kOhm, LED green | Room operating unit temperature – Ni1000 | Room Operating Units/Controller | Room Operating Units | 228923 | 94.164 | 188
WRF04 PSD Ni1000, 10 kOhm, FS5, LED green | Room operating unit temperature – Ni1000 | Room Operating Units/Controller | Room Operating Units | 628587 | 119.966 | 188
WRF04 PSTD Ni1000, 10 kOhm, FS5, LED green | Room operating unit temperature – Ni1000 | Room Operating Units/Controller | Room Operating Units | 486156 | 141.911 | 188
WRF04 P Ni1000TK5000, 10 kOhm | Room operating unit temperature – Ni1000TK5000 | Room Operating Units/Controller | Room Operating Units | 218948 | 66.234 | 188
WRF04 S Ni1000TK5000, FS5 | Room operating unit temperature – Ni1000TK5000 | Room Operating Units/Controller | Room Operating Units | 542982 | 87.647 | 188
WRF04 TD Ni1000TK5000, LED green | Room operating unit temperature – Ni1000TK5000 | Room Operating Units/Controller | Room Operating Units | 257480 | 71.022 | 188
WRF04 PTD Ni1000TK5000, 10 kOhm, LED green | Room operating unit temperature – Ni1000TK5000 | Room Operating Units/Controller | Room Operating Units | 409742 | 98.952 | 188
WRF04 PSD Ni1000TK5000, 10 kOhm, FS5, LED green | Room operating unit temperature – Ni1000TK5000 | Room Operating Units/Controller | Room Operating Units | 628631 | 124.754 | 188
WRF04 PSTD Ni1000TK5000, 10 kOhm, FS5, LED green | Room operating unit temperature – Ni1000TK5000 | Room Operating Units/Controller | Room Operating Units | 628648 | 146.566 | 188
WRF04 P NTC10k, 10 kOhm | Room operating unit temperature – NTC10k | Room Operating Units/Controller | Room Operating Units | 208789 | 57.057 | 188
WRF04 S NTC10k, FS5 | Room operating unit temperature – NTC10k | Room Operating Units/Controller | Room Operating Units | 348829 | 78.47 | 188
WRF04 TD NTC10k, LED green | Room operating unit temperature – NTC10k | Room Operating Units/Controller | Room Operating Units | 216692 | 62.909 | 188
WRF04 PTD NTC10k, 10 kOhm, LED green | Room operating unit temperature – NTC10k | Room Operating Units/Controller | Room Operating Units | 263573 | 89.908 | 188
WRF04 PSD NTC10k, 10 kOhm, FS5, LED green | Room operating unit temperature – NTC10k | Room Operating Units/Controller | Room Operating Units | 471114 | 115.71 | 188
WRF04 PSTD NTC10k, 10 kOhm, FS5, LED green | Room operating unit temperature – NTC10k | Room Operating Units/Controller | Room Operating Units | 491297 | 137.522 | 188
WRF04 P NTC10k Precon, 10 kOhm | Room operating unit temperature – NTC10k Precon | Room Operating Units/Controller | Room Operating Units | 218146 | 57.057 | 188
WRF04 S NTC10k Precon, FS5 | Room operating unit temperature – NTC10k Precon | Room Operating Units/Controller | Room Operating Units | 546713 | 78.47 | 188
WRF04 TD NTC10k Precon, LED green | Room operating unit temperature – NTC10k Precon | Room Operating Units/Controller | Room Operating Units | 314176 | 62.909 | 188
WRF04 PTD NTC10k Precon, 10 kOhm, LED green | Room operating unit temperature – NTC10k Precon | Room Operating Units/Controller | Room Operating Units | 374415 | 89.908 | 188
WRF04 PSD NTC10k Precon, 10 kOhm, FS5, LED green | Room operating unit temperature – NTC10k Precon | Room Operating Units/Controller | Room Operating Units | 546720 | 115.71 | 188
WRF04 PSTD NTC10k Precon, 10 kOhm, FS5, LED green | Room operating unit temperature – NTC10k Precon | Room Operating Units/Controller | Room Operating Units | 546737 | 137.522 | 188
WRF04 P NTC20k, 10 kOhm | Room operating unit temperature – NTC20k | Room Operating Units/Controller | Room Operating Units | 209762 | 57.057 | 188
WRF04 S NTC20k, FS5 | Room operating unit temperature – NTC20k | Room Operating Units/Controller | Room Operating Units | 628655 | 78.47 | 188
WRF04 TD NTC20k, LED green | Room operating unit temperature – NTC20k | Room Operating Units/Controller | Room Operating Units | 267199 | 62.909 | 188
WRF04 PTD NTC20k, 10 kOhm, LED green | Room operating unit temperature – NTC20k | Room Operating Units/Controller | Room Operating Units | 409711 | 89.908 | 188
WRF04 PSD NTC20k, 10 kOhm, FS5, LED green | Room operating unit temperature – NTC20k | Room Operating Units/Controller | Room Operating Units | 486323 | 115.71 | 188
WRF04 PSTD NTC20k, 10 kOhm, FS5, LED green | Room operating unit temperature – NTC20k | Room Operating Units/Controller | Room Operating Units | 628662 | 137.522 | 188
WRF04 P NTC1,8k, 10 kOhm | Room operating unit temperature – NTC1,8k | Room Operating Units/Controller | Room Operating Units | 409667 | 57.057 | 188
WRF04 S NTC1,8k, FS5 | Room operating unit temperature – NTC1,8k | Room Operating Units/Controller | Room Operating Units | 546690 | 78.47 | 188
WRF04 TD NTC1,8k, LED green | Room operating unit temperature – NTC1,8k | Room Operating Units/Controller | Room Operating Units | 282482 | 62.909 | 188
WRF04 PTD NTC1,8k, 10 kOhm, LED green | Room operating unit temperature – NTC1,8k | Room Operating Units/Controller | Room Operating Units | 259019 | 89.908 | 188
WRF04 PSD NTC1,8k, 10 kOhm, FS5, LED green | Room operating unit temperature – NTC1,8k | Room Operating Units/Controller | Room Operating Units | 668569 | 115.71 | 188
WRF04 PSTD NTC1,8k, 10 kOhm, FS5, LED green | Room operating unit temperature – NTC1,8k | Room Operating Units/Controller | Room Operating Units | 486163 | 137.522 | 188
WRF04 P LM235Z, 10 kOhm | Room operating unit temperature – LM235Z | Room Operating Units/Controller | Room Operating Units | 223546 | 59.717 | 188
WRF04 S LM235Z, FS5 | Room operating unit temperature – LM235Z | Room Operating Units/Controller | Room Operating Units | 569897 | 80.997 | 188
WRF04 TD LM235Z, LED green | Room operating unit temperature – LM235Z | Room Operating Units/Controller | Room Operating Units | 263238 | 65.569 | 188
WRF04 PTD LM235Z, 10 kOhm, LED green | Room operating unit temperature – LM235Z | Room Operating Units/Controller | Room Operating Units | 223096 | 93.366 | 188
WRF04 PSD LM235Z, 10 kOhm, FS5, LED green | Room operating unit temperature – LM235Z | Room Operating Units/Controller | Room Operating Units | 571906 | 119.168 | 188
WRF04 PSTD LM235Z, 10 kOhm, FS5, LED green | Room operating unit temperature – LM235Z | Room Operating Units/Controller | Room Operating Units | 628679 | 141.911 | 188
WRF04 P TRV3, poti_active | Room operating unit 0..+50 °C – active 0..10 V, active potentiometer | Room Operating Units/Controller | Room Operating Units | 208864 | 175.826 | 188
WRF04 PTD TRV3, poti_active, LED green | Room operating unit 0..+50 °C – active 0..10 V, active potentiometer | Room Operating Units/Controller | Room Operating Units | 192897 | 209.475 | 188
WRF04 PSD TRV3, poti_active, FS5, LED green | Room operating unit 0..+50 °C – active 0..10 V, active potentiometer | Room Operating Units/Controller | Room Operating Units | 637558 | 235.277 | 188
WRF04 PSTD TRV3, poti_active, FS5, LED green | Room operating unit 0..+50 °C – active 0..10 V, active potentiometer | Room Operating Units/Controller | Room Operating Units | 637565 | 287.679 | 188
WRF04 P AO2V BACnet | Room operating unit temperature – AO2V RS485 BACnet | Room Operating Units/Controller | Room Operating Units | 548885 | 210.539 | 195
WRF04 PTD AO2V BACnet, LED green | Room operating unit temperature – AO2V RS485 BACnet | Room Operating Units/Controller | Room Operating Units | 548892 | 221.046 | 195
WRF04 PSD AO2V BACnet, FS5, LED green | Room operating unit temperature – AO2V RS485 BACnet | Room Operating Units/Controller | Room Operating Units | 548908 | 244.853 | 195
WRF04 PSTD AO2V BACnet, FS5, LED green | Room operating unit temperature – AO2V RS485 BACnet | Room Operating Units/Controller | Room Operating Units | 547666 | 266.665 | 195
WRF04 P LON | Room operating unit temperature – LON | Room Operating Units/Controller | Room Operating Units | 330626 | 242.725 | 195
WRF04 PTD LON, LED green | Room operating unit temperature – LON | Room Operating Units/Controller | Room Operating Units | 312967 | 253.764 | 195
WRF04 PSD LON, FS5, LED green | Room operating unit temperature – LON | Room Operating Units/Controller | Room Operating Units | 389907 | 277.438 | 195
WRF04 PSTD LON, FS5, LED green | Room operating unit temperature – LON | Room Operating Units/Controller | Room Operating Units | 297769 | 288.477 | 195
WRF04 LCD P TRV3, poti_active | Room operating unit with display 0..+50 °C – active 0..10 V, active potentiometer | Room Operating Units/Controller | Room Operating Units | 637572 | 229.957 | 198
WRF04 LCD PTD TRV3, poti_active, LED green | Room operating unit with display 0..+50 °C – active 0..10 V, active potentiometer | Room Operating Units/Controller | Room Operating Units | 412483 | 263.739 | 198
WRF04 LCD PSD TRV3, poti_active, FS5, LED green | Room operating unit with display 0..+50 °C – active 0..10 V, active potentiometer | Room Operating Units/Controller | Room Operating Units | 637589 | 289.541 | 198
WRF04 LCD PSTD TRV3, poti_active, FS5, LED green | Room operating unit with display 0..+50 °C – active 0..10 V, active potentiometer | Room Operating Units/Controller | Room Operating Units | 418874 | 311.353 | 198
WRF04 LCD P LON | Room operating unit with display temperature – LON | Room Operating Units/Controller | Room Operating Units | 413442 | 296.723 | 198
WRF04 LCD PTD LON, LED green | Room operating unit with display temperature – LON | Room Operating Units/Controller | Room Operating Units | 397568 | 307.895 | 198
WRF04 LCD PSD LON, FS5, LED green | Room operating unit with display temperature – LON | Room Operating Units/Controller | Room Operating Units | 446235 | 331.702 | 198
WRF04 LCD PSTD LON, FS5, LED green | Room operating unit with display temperature – LON | Room Operating Units/Controller | Room Operating Units | 574839 | 353.514 | 198
JOY Fancoil 5DO pure white | Fancoil controller temperature – active | Room Operating Units/Controller | Fancoil Controller | 724807 | 228.893 | 200
JOY Fancoil 5DO black | Fancoil controller temperature – active | Room Operating Units/Controller | Fancoil Controller | 724814 | 244.853 | 200
JOY Fancoil EC AO2DO pure white | Fancoil controller temperature – active | Room Operating Units/Controller | Fancoil Controller | 724845 | 228.893 | 200
JOY Fancoil EC AO2DO black | Fancoil controller temperature – active | Room Operating Units/Controller | Fancoil Controller | 724869 | 244.853 | 200
JOY Fancoil EC 3AO pure white | Fancoil controller temperature – active | Room Operating Units/Controller | Fancoil Controller | 724975 | 228.893 | 200
JOY Fancoil EC 3AO black | Fancoil controller temperature – active | Room Operating Units/Controller | Fancoil Controller | 724982 | 244.853 | 200
JOY Fancoil 5DO RS485 Modbus pure white | Fancoil controller temperature – active RS485 Modbus | Room Operating Units/Controller | Fancoil Controller | 724821 | 237.405 | 200
JOY Fancoil 5DO RS485 Modbus black | Fancoil controller temperature – active RS485 Modbus | Room Operating Units/Controller | Fancoil Controller | 724838 | 253.365 | 200
JOY Fancoil EC AO2DO RS485 Modbus pure white | Fancoil controller temperature – active RS485 Modbus | Room Operating Units/Controller | Fancoil Controller | 724876 | 237.405 | 200
JOY Fancoil EC AO2DO RS485 Modbus black | Fancoil controller temperature – active RS485 Modbus | Room Operating Units/Controller | Fancoil Controller | 724883 | 253.365 | 200
JOY Fancoil EC 3AO RS485 Modbus pure white | Fancoil controller temperature – active RS485 Modbus | Room Operating Units/Controller | Fancoil Controller | 723817 | 237.405 | 200
JOY Fancoil EC 3AO RS485 Modbus black | Fancoil controller temperature – active RS485 Modbus | Room Operating Units/Controller | Fancoil Controller | 724999 | 253.365 | 200
LCF Touch | Fancoil controller temperature – active | Room Operating Units/Controller | Fancoil Controller | 575768 | 166.649 | 202
LCF Touch RS485 Modbus | Fancoil controller temperature – active RS485 Modbus | Room Operating Units/Controller | Fancoil Controller | 575775 | 186.067 | 202
LCF02 Touch 5DO RS485 Modbus 24 V black | Fancoil controller temperature – active BUS 24 V | Room Operating Units/Controller | Fancoil Controller | 721004 | 217.588 | 203
LCF02 Touch 5DO RS485 Modbus 24 V white | Fancoil controller temperature – active BUS 24 V | Room Operating Units/Controller | Fancoil Controller | 721035 | 217.588 | 203
LCF02 Touch 2AO3DO RS485 Modbus 24 V black | Fancoil controller temperature – active BUS 24 V | Room Operating Units/Controller | Fancoil Controller | 720984 | 217.588 | 203
LCF02 Touch 2AO3DO RS485 Modbus 24 V white | Fancoil controller temperature – active BUS 24 V | Room Operating Units/Controller | Fancoil Controller | 721011 | 217.588 | 203
LCF02 Touch 3AO2DO RS485 Modbus 24 V black | Fancoil controller temperature – active BUS 24 V | Room Operating Units/Controller | Fancoil Controller | 720991 | 217.588 | 203
LCF02 Touch 3AO2DO RS485 Modbus 24 V white | Fancoil controller temperature – active BUS 24 V | Room Operating Units/Controller | Fancoil Controller | 721028 | 217.588 | 203
LCF02 C Fancoil | Fancoil controller temperature – active | Room Operating Units/Controller | Fancoil Controller | 684606 | 83.258 | 204
LCF02 6WV Fancoil | Fancoil controller temperature – active | Room Operating Units/Controller | Fancoil Controller | 684613 | 83.258 | 204
LCF02 5DO RS485 Modbus 24 V | Fancoil controller temperature – active BUS 24 V | Room Operating Units/Controller | Fancoil Controller | 703307 | 124.222 | 205
LCF02 2AO3DO RS485 Modbus 24 V | Fancoil controller temperature – active BUS 24 V | Room Operating Units/Controller | Fancoil Controller | 703314 | 137.921 | 205
LCF02 3AO2DO RS485 Modbus 24 V | Fancoil controller temperature – active BUS 24 V | Room Operating Units/Controller | Fancoil Controller | 703321 | 151.487 | 205
LCF | Fancoil controller temperature – active | Room Operating Units/Controller | Fancoil Controller | 575751 | 54.663 | 206
JOY HC AO2DO pure white | Room controller heating/cooling – active | Room Operating Units/Controller | Room Controller | 724944 | 228.893 | 207
JOY HC AO2DO black | Room controller heating/cooling – active | Room Operating Units/Controller | Room Controller | 724951 | 244.853 | 207
JOY HC 3AO pure white | Room controller heating/cooling – active | Room Operating Units/Controller | Room Controller | 725002 | 228.893 | 207
JOY HC 3AO black | Room controller heating/cooling – active | Room Operating Units/Controller | Room Controller | 725019 | 244.853 | 207
JOY HC AO2DO RS485 Modbus pure white | Room controller heating/cooling – active RS485 Modbus | Room Operating Units/Controller | Room Controller | 724449 | 237.405 | 207
JOY HC AO2DO RS485 Modbus black | Room controller heating/cooling – active RS485 Modbus | Room Operating Units/Controller | Room Controller | 724968 | 253.365 | 207
JOY HC 3AO RS485 Modbus pure white | Room controller heating/cooling – active RS485 Modbus | Room Operating Units/Controller | Room Controller | 723732 | 237.405 | 207
JOY HC 3AO RS485 Modbus black | Room controller heating/cooling – active RS485 Modbus | Room Operating Units/Controller | Room Controller | 725026 | 253.365 | 207
WRF06 LCD AO2V RS485 Modbus ltype1 pure white matt without frame | Room controller temperature – AO2V RS485 Modbus | Room Operating Units/Controller | Room Controller | 415125 | 327.845 | 209
WRF06 LCD AO2V RS485 Modbus ltype1 pure white brilliant without frame | Room controller temperature – AO2V RS485 Modbus | Room Operating Units/Controller | Room Controller | 731379 | 327.845 | 209
WRF06 LCD AO2V RS485 Modbus ltype1 aluminium without frame | Room controller temperature – AO2V RS485 Modbus | Room Operating Units/Controller | Room Controller | 731386 | 327.845 | 209
WRF06 LCD AO2V RS485 Modbus ltype1 Jung aluminium without frame | Room controller temperature – AO2V RS485 Modbus | Room Operating Units/Controller | Room Controller | 731393 | 327.845 | 209
WRF06 LCD AO2V RS485 Modbus ltype1 anthracite without frame | Room controller temperature – AO2V RS485 Modbus | Room Operating Units/Controller | Room Controller | 731409 | 327.845 | 209
WRF06 LCD DO2R RS485 Modbus ltype1 pure white matt without frame | Room controller temperature – IO RS485 Modbus (double frame necessary) | Room Operating Units/Controller | Room Controller | 731416 | 364.42 | 209
WRF06 LCD DO2T RS485 Modbus ltype1 pure white matt without frame | Room controller temperature – IO RS485 Modbus (double frame necessary) | Room Operating Units/Controller | Room Controller | 731423 | 364.42 | 209
WRF06 LCD OVR RS485 Modbus ltype1 pure white matt without frame | Room controller temperature – IO RS485 Modbus (double frame necessary) | Room Operating Units/Controller | Room Controller | 731430 | 364.42 | 209
WRF06 LCD OVT RS485 Modbus ltype1 pure white matt without frame | Room controller temperature – IO RS485 Modbus (double frame necessary) | Room Operating Units/Controller | Room Controller | 731447 | 364.42 | 209
WRF06 LCD AO2V LON ltype1 pure white matt without frame | Room controller temperature – AO2V LON | Room Operating Units/Controller | Room Controller | 731454 | 364.952 | 209
WRF06 LCD AO2V LON ltype1 pure white brilliant without frame | Room controller temperature – AO2V LON | Room Operating Units/Controller | Room Controller | 731461 | 364.952 | 209
WRF06 LCD AO2V LON ltype1 aluminium without frame | Room controller temperature – AO2V LON | Room Operating Units/Controller | Room Controller | 731478 | 364.952 | 209
WRF06 LCD AO2V LON ltype1 Jung aluminium without frame | Room controller temperature – AO2V LON | Room Operating Units/Controller | Room Controller | 731485 | 364.952 | 209
WRF06 LCD AO2V LON ltype1 anthracite without frame | Room controller temperature – AO2V LON | Room Operating Units/Controller | Room Controller | 731492 | 364.952 | 209
WRF06 LCD DO2R LON ltype1 pure white matt without frame | Room controller temperature – IO LON (double frame necessary) | Room Operating Units/Controller | Room Controller | 731577 | 401.527 | 209
WRF06 LCD DO2T LON ltype1 pure white matt without frame | Room controller temperature – IO LON (double frame necessary) | Room Operating Units/Controller | Room Controller | 731584 | 401.527 | 209
WRF06 LCD OVR LON ltype1 pure white matt without frame | Room controller temperature – IO LON (double frame necessary) | Room Operating Units/Controller | Room Controller | 731607 | 401.527 | 209
WRF06 LCD OVT LON ltype1 pure white matt without frame | Room controller temperature – IO LON (double frame necessary) | Room Operating Units/Controller | Room Controller | 731676 | 401.527 | 209
WRF07 P AO2V RS485 Modbus ltype1 Gira E2 pure white matt | Room controller temperature – AO2V RS485 Modbus | Room Operating Units/Controller | Room Controller | 496094 | 293.265 | 212
WRF07 PTD AO2V RS485 Modbus ltype1 Gira E2 pure white matt, LED green | Room controller temperature – AO2V RS485 Modbus | Room Operating Units/Controller | Room Controller | 497800 | 307.496 | 212
WRF07 P rH AO2V RS485 Modbus ltype1 Gira E2 pure white matt | Room controller temperature + humidity – AO2V RS485 Modbus | Room Operating Units/Controller | Room Controller | 703246 | 346.465 | 212
WRF07 PTD rH AO2V RS485 Modbus ltype1 Gira E2 pure white matt, LED green | Room controller temperature + humidity – AO2V RS485 Modbus | Room Operating Units/Controller | Room Controller | 703253 | 360.696 | 212
WRF07 P DI4 LON ltype1 Gira E2 pure white matt | Room controller temperature – AO2V ¦ DI4 LON | Room Operating Units/Controller | Room Controller | 615600 | 323.988 | 212
WRF07 PTD DI4 LON ltype1 Gira E2 pure white matt, LED green | Room controller temperature – AO2V ¦ DI4 LON | Room Operating Units/Controller | Room Controller | 595230 | 339.682 | 212
WRF07 P AO2V LON ltype1 Gira E2 pure white matt | Room controller temperature – AO2V ¦ DI4 LON | Room Operating Units/Controller | Room Controller | 583374 | 323.988 | 212
WRF07 PTD AO2V LON ltype1 Gira E2 pure white matt, LED green | Room controller temperature – AO2V ¦ DI4 LON | Room Operating Units/Controller | Room Controller | 628174 | 339.682 | 212
WRF04 P AO2V RS485 Modbus | Room controller temperature – AO2V RS485 Modbus | Room Operating Units/Controller | Room Controller | 419956 | 210.539 | 214
WRF04 PTD AO2V RS485 Modbus, LED green | Room controller temperature – AO2V RS485 Modbus | Room Operating Units/Controller | Room Controller | 415613 | 221.046 | 214
WRF04 PSD AO2V RS485 Modbus, FS5, LED green | Room controller temperature – AO2V RS485 Modbus | Room Operating Units/Controller | Room Controller | 419949 | 244.853 | 214
WRF04 PSTD AO2V RS485 Modbus, FS5, LED green | Room controller temperature – AO2V RS485 Modbus | Room Operating Units/Controller | Room Controller | 480505 | 266.665 | 214
WRF04 P DO2R RS485 Modbus, IO | Room controller temperature – IO DO2R RS485 Modbus | Room Operating Units/Controller | Room Controller | 420266 | 267.197 | 214
WRF04 PTD DO2R RS485 Modbus, LED green, IO | Room controller temperature – IO DO2R RS485 Modbus | Room Operating Units/Controller | Room Controller | 420273 | 277.704 | 214
WRF04 PSD DO2R RS485 Modbus, FS5, LED green, IO | Room controller temperature – IO DO2R RS485 Modbus | Room Operating Units/Controller | Room Controller | 420280 | 301.644 | 214
WRF04 P DO2T RS485 Modbus, IO | Room controller temperature – IO DO2T RS485 Modbus | Room Operating Units/Controller | Room Controller | 420617 | 267.197 | 214
WRF04 PTD DO2T RS485 Modbus, LED green, IO | Room controller temperature – IO DO2T RS485 Modbus | Room Operating Units/Controller | Room Controller | 420624 | 277.704 | 214
WRF04 PSD DO2T RS485 Modbus, FS5, LED green, IO | Room controller temperature – IO DO2T RS485 Modbus | Room Operating Units/Controller | Room Controller | 420631 | 301.644 | 214
WRF04 P OVR RS485 Modbus, IO | Room controller temperature – IO OVR RS485 Modbus | Room Operating Units/Controller | Room Controller | 420679 | 267.197 | 214
WRF04 PTD OVR RS485 Modbus, LED green, IO | Room controller temperature – IO OVR RS485 Modbus | Room Operating Units/Controller | Room Controller | 420686 | 277.704 | 214
WRF04 PSD OVR RS485 Modbus, FS5, LED green, IO | Room controller temperature – IO OVR RS485 Modbus | Room Operating Units/Controller | Room Controller | 420693 | 301.644 | 214
WRF04 P OVT RS485 Modbus, IO | Room controller temperature – IO OVT RS485 Modbus | Room Operating Units/Controller | Room Controller | 420747 | 267.197 | 214
WRF04 PTD OVT RS485 Modbus, LED green, IO | Room controller temperature – IO OVT RS485 Modbus | Room Operating Units/Controller | Room Controller | 420754 | 277.704 | 214
WRF04 PSD OVT RS485 Modbus, FS5, LED green, IO | Room controller temperature – IO OVT RS485 Modbus | Room Operating Units/Controller | Room Controller | 420761 | 301.644 | 214
WRF04 LCD P AO2V RS485 Modbus | Room controller temperature – AO2V RS485 Modbus | Room Operating Units/Controller | Room Controller | 420020 | 264.67 | 216
WRF04 LCD PTD AO2V RS485 Modbus, LED green | Room controller temperature – AO2V RS485 Modbus | Room Operating Units/Controller | Room Controller | 415620 | 275.177 | 216
WRF04 LCD PSD AO2V RS485 Modbus, FS5, LED green | Room controller temperature – AO2V RS485 Modbus | Room Operating Units/Controller | Room Controller | 419987 | 298.984 | 216
WRF04 LCD PSTD AO2V RS485 Modbus, FS5, LED green | Room controller temperature – AO2V RS485 Modbus | Room Operating Units/Controller | Room Controller | 538442 | 320.929 | 216
WRF04 LCD P DO2R RS485 Modbus, IO | Room controller temperature – IO DO2R RS485 Modbus | Room Operating Units/Controller | Room Controller | 420327 | 321.461 | 216
WRF04 LCD PTD DO2R RS485 Modbus, LED green, IO | Room controller temperature – IO DO2R RS485 Modbus | Room Operating Units/Controller | Room Controller | 420334 | 331.968 | 216
WRF04 LCD PSD DO2R RS485 Modbus, FS5, LED green, IO | Room controller temperature – IO DO2R RS485 Modbus | Room Operating Units/Controller | Room Controller | 628822 | 355.775 | 216
WRF04 LCD P DO2T RS485 Modbus, IO | Room controller temperature – IO DO2T RS485 Modbus | Room Operating Units/Controller | Room Controller | 420815 | 321.461 | 216
WRF04 LCD PTD DO2T RS485 Modbus, LED green, IO | Room controller temperature – IO DO2T RS485 Modbus | Room Operating Units/Controller | Room Controller | 628846 | 331.968 | 216
WRF04 LCD PSD DO2T RS485 Modbus, FS5, LED green, IO | Room controller temperature – IO DO2T RS485 Modbus | Room Operating Units/Controller | Room Controller | 628839 | 355.775 | 216
WRF04 LCD P OVR RS485 Modbus, IO | Room controller temperature – IO OVR RS485 Modbus | Room Operating Units/Controller | Room Controller | 420891 | 321.461 | 216
WRF04 LCD PTD OVR RS485 Modbus, LED green, IO | Room controller temperature – IO OVR RS485 Modbus | Room Operating Units/Controller | Room Controller | 420907 | 331.968 | 216
WRF04 LCD PSD OVR RS485 Modbus, FS5, LED green, IO | Room controller temperature – IO OVR RS485 Modbus | Room Operating Units/Controller | Room Controller | 420914 | 355.775 | 216
WRF04 LCD P OVT RS485 Modbus, IO | Room controller temperature – IO OVT RS485 Modbus | Room Operating Units/Controller | Room Controller | 420952 | 321.461 | 216
WRF04 LCD PTD OVT RS485 Modbus, LED green, IO | Room controller temperature – IO OVT RS485 Modbus | Room Operating Units/Controller | Room Controller | 630122 | 331.968 | 216
WRF04 LCD PSD OVT RS485 Modbus, FS5, LED green, IO | Room controller temperature – IO OVT RS485 Modbus | Room Operating Units/Controller | Room Controller | 628877 | 355.775 | 216
LCT | Room thermostat surface mount with display – active | Room Operating Units/Controller | Room Controller | 573382 | 34.447 | 218
LCA | Room controller heating/cooling surface mount – active | Room Operating Units/Controller | Room Controller | 660822 | 43.092 | 219
LCA D | Room thermostat heating surface mount with LED – active | Room Operating Units/Controller | Room Controller | 660815 | 45.752 | 220
NOVOS 5 Temp LCD V | Room sensor temperature – active 0..10 V | Temperature | Room Sensors | 733519 | 159.6 | 226
NOVOS 5 Temp Design LCD V | Room sensor temperature design – active 0..10 V (please specify desired design panel) | Temperature | Room Sensors | 733533 | 159.6 | 226
NOVOS 5 Temp LCD A | Room sensor temperature – active 4..20 mA | Temperature | Room Sensors | 733557 | 159.6 | 226
NOVOS 5 Temp Design LCD A | Room sensor temperature design – active 4..20 mA (please specify desired design panel) | Temperature | Room Sensors | 733564 | 159.6 | 226
NOVOS 5 Temp LCD RS485 Modbus | Room sensor temperature – active BUS | Temperature | Room Sensors | 733571 | 208.81 | 228
NOVOS 5 Temp Design LCD RS485 Modbus | Room sensor temperature – active BUS (please specify desired design panel) | Temperature | Room Sensors | 733588 | 208.81 | 228
NOVOS 3 Temp PT100 | Room sensor temperature – passive | Temperature | Room Sensors | 728256 | 25.935 | 230
NOVOS 3 Temp PT1000 | Room sensor temperature – passive | Temperature | Room Sensors | 728386 | 29.925 | 230
NOVOS 3 Temp PT1000 1/3 DIN | Room sensor temperature – passive | Temperature | Room Sensors | 728393 | 33.25 | 230
NOVOS 3 Temp Ni1000 | Room sensor temperature – passive | Temperature | Room Sensors | 728409 | 28.462 | 230
NOVOS 3 Temp Ni1000TK5000 | Room sensor temperature – passive | Temperature | Room Sensors | 728416 | 33.25 | 230
NOVOS 3 Temp NTC10k | Room sensor temperature – passive | Temperature | Room Sensors | 728423 | 24.206 | 230
NOVOS 3 Temp Design PT100 | Room sensor temperature design – passive (please specify desired design panel) | Temperature | Room Sensors | 728430 | 25.935 | 230
NOVOS 3 Temp Design PT1000 | Room sensor temperature design – passive (please specify desired design panel) | Temperature | Room Sensors | 728447 | 29.925 | 230
NOVOS 3 Temp Design PT1000 1/3 DIN | Room sensor temperature design – passive (please specify desired design panel) | Temperature | Room Sensors | 728454 | 33.25 | 230
NOVOS 3 Temp Design Ni1000 | Room sensor temperature design – passive (please specify desired design panel) | Temperature | Room Sensors | 728461 | 28.462 | 230
NOVOS 3 Temp Design Ni1000TK5000 | Room sensor temperature design – passive (please specify desired design panel) | Temperature | Room Sensors | 728478 | 33.25 | 230
NOVOS 3 Temp Design NTC10k | Room sensor temperature design – passive (please specify desired design panel) | Temperature | Room Sensors | 728485 | 24.206 | 230
NOVOS 3 Temp V | Room sensor temperature – active 0..10 V | Temperature | Room Sensors | 731614 | 88.179 | 230
NOVOS 3 Temp A | Room sensor temperature – active 4..20 mA | Temperature | Room Sensors | 731621 | 88.179 | 230
NOVOS 3 Temp Design V | Room sensor temperature design – active 0..10 V (please specify desired design panel) | Temperature | Room Sensors | 731638 | 88.179 | 230
NOVOS 3 Temp Design A | Room sensor temperature design – active 4..20 mA (please specify desired design panel) | Temperature | Room Sensors | 731645 | 88.179 | 230
NOVOS 3 Temp RS485 Modbus | Room sensor temperature – active BUS | Temperature | Room Sensors | 731652 | 135.66 | 234
NOVOS 3 Temp Design RS485 Modbus | Room sensor temperature – active BUS (please specify desired design panel) | Temperature | Room Sensors | 731669 | 135.66 | 234
WRF04 without sensor | Room sensor temperature – passive | Temperature | Room Sensors | 212892 | 17.423 | 236
WRF04 PT100 | Room sensor temperature – passive | Temperature | Room Sensors | 193221 | 26.999 | 236
WRF04 PT100 1/3 DIN | Room sensor temperature – passive | Temperature | Room Sensors | 197731 | 32.319 | 236
WRF04 PT1000 | Room sensor temperature – passive | Temperature | Room Sensors | 191623 | 29.925 | 236
WRF04 PT1000 1/3 DIN | Room sensor temperature – passive | Temperature | Room Sensors | 207980 | 34.314 | 236
WRF04 Ni1000 | Room sensor temperature – passive | Temperature | Room Sensors | 191616 | 29.526 | 236
WRF04 Ni1000TK5000 | Room sensor temperature – passive | Temperature | Room Sensors | 193214 | 34.314 | 236
WRF04 NTC10k | Room sensor temperature – passive | Temperature | Room Sensors | 207584 | 25.27 | 236
WRF04 NTC10k Precon | Room sensor temperature – passive | Temperature | Room Sensors | 197618 | 25.27 | 236
WRF04 NTC20k | Room sensor temperature – passive | Temperature | Room Sensors | 193177 | 25.27 | 236
WRF04 NTC1,8k | Room sensor temperature – passive | Temperature | Room Sensors | 236775 | 25.27 | 236
WRF04 LM235Z | Room sensor temperature – passive | Temperature | Room Sensors | 193191 | 27.664 | 236
WRF04 TRV MultiRange | Room sensor temperature – active 0..10 V | Temperature | Room Sensors | 479202 | 88.179 | 238
WRF04 LCD TRV MultiRange | Room sensor temperature – active 0..10 V | Temperature | Room Sensors | 593878 | 140.847 | 238
WRF04 TRA MultiRange | Room sensor temperature – active 4..20 mA | Temperature | Room Sensors | 479196 | 88.179 | 238
WRF04 AO2V RS485 Modbus | Room sensor temperature – active RS485 Modbus | Temperature | Room Sensors | 419970 | 204.554 | 240
WRF04 LCD AO2V RS485 Modbus | Room sensor temperature – active RS485 Modbus | Temperature | Room Sensors | 420044 | 257.222 | 240
WRF04 AO2V RS485 BACnet | Room sensor temperature – active RS485 BACnet | Temperature | Room Sensors | 546065 | 204.554 | 240
WRF04 KNX | Room sensor temperature – active KNX | Temperature | Room Sensors | 585989 | 252.567 | 240
WRF04 LON | Room sensor temperature – active LON | Temperature | Room Sensors | 193689 | 237.272 | 240
WRF04 LCD LON | Room sensor temperature – active LON | Temperature | Room Sensors | 398084 | 289.94 | 240
WRF04 IR PT1000 | Room sensor radiation temperature – passive | Temperature | Room Sensors | 652094 | 102.41 | 242
WRF04 IR Ni1000 | Room sensor radiation temperature – passive | Temperature | Room Sensors | 652063 | 102.41 | 242
WRF04 IR NTC10k | Room sensor radiation temperature – passive | Temperature | Room Sensors | 652100 | 102.41 | 242
WRF06 without sensor Gira E2 pure white matt | Room sensor temperature – passive | Temperature | Room Sensors | 626194 | 49.476 | 243
WRF06 PT100 Gira E2 pure white matt | Room sensor temperature – passive | Temperature | Room Sensors | 128933 | 59.052 | 243
WRF06 PT100 1/3 DIN Gira E2 pure white matt | Room sensor temperature – passive | Temperature | Room Sensors | 137768 | 64.372 | 243
WRF06 PT1000 Gira E2 pure white matt | Room sensor temperature – passive | Temperature | Room Sensors | 158299 | 61.978 | 243
WRF06 PT1000 1/3 DIN Gira E2 pure white matt | Room sensor temperature – passive | Temperature | Room Sensors | 160773 | 66.367 | 243
WRF06 Ni1000 Gira E2 pure white matt | Room sensor temperature – passive | Temperature | Room Sensors | 138314 | 61.579 | 243
WRF06 Ni1000TK5000 Gira E2 pure white matt | Room sensor temperature – passive | Temperature | Room Sensors | 121866 | 66.367 | 243
WRF06 NTC10k Gira E2 pure white matt | Room sensor temperature – passive | Temperature | Room Sensors | 191050 | 57.323 | 243
WRF06 NTC10k Precon Gira E2 pure white matt | Room sensor temperature – passive | Temperature | Room Sensors | 265136 | 57.323 | 243
WRF06 NTC20k Gira E2 pure white matt | Room sensor temperature – passive | Temperature | Room Sensors | 199797 | 57.323 | 243
WRF06 NTC1,8k Gira E2 pure white matt | Room sensor temperature – passive | Temperature | Room Sensors | 257794 | 57.323 | 243
WRF06 LM235Z Gira E2 pure white matt | Room sensor temperature – passive | Temperature | Room Sensors | 121798 | 59.717 | 243
WRF06 TRV3 Gira E2 pure white matt | Room sensor temperature – active 0..10 V | Temperature | Room Sensors | 627160 | 146.3 | 245
WRF06 TRV3 Berker S.1 polar white brilliant | Room sensor temperature – active 0..10 V | Temperature | Room Sensors | 582865 | 146.3 | 245
WRF06 TRV3 Busch-Jaeger Busch-balance® SI alpine white | Room sensor temperature – active 0..10 V | Temperature | Room Sensors | 703925 | 146.3 | 245
WRF06 TRV3 Busch-Jaeger Reflex SI alpine white | Room sensor temperature – active 0..10 V | Temperature | Room Sensors | 703932 | 146.3 | 245
WRF06 TRV3 Jung A 500 alpine white | Room sensor temperature – active 0..10 V | Temperature | Room Sensors | 703949 | 146.3 | 245
WRF06 TRV3 Merten M-Smart polar white brilliant | Room sensor temperature – active 0..10 V | Temperature | Room Sensors | 703956 | 146.3 | 245
WRF06 TRV3 Gira E3 pure white matt | Room sensor temperature – active 0..10 V | Temperature | Room Sensors | 703963 | 146.3 | 245
WRF06 DI4 RS485 Modbus Gira E2 pure white matt | Room sensor temperature – active BUS | Temperature | Room Sensors | 644402 | 224.504 | 246
WRF06 AO2V RS485 Modbus Gira E2 pure white matt | Room sensor temperature – active BUS | Temperature | Room Sensors | 624190 | 224.504 | 246
WRF06 AO2V RS485 BACnet Gira E2 pure white matt | Room sensor temperature – active BUS | Temperature | Room Sensors | 624206 | 230.622 | 246
WRF06 DI4 LON Gira E2 pure white matt | Room sensor temperature – active BUS | Temperature | Room Sensors | 644389 | 256.69 | 246
WRF06 AO2V LON Gira E2 pure white matt | Room sensor temperature – active BUS | Temperature | Room Sensors | 627177 | 256.69 | 246
RDF18 PT100 L1000 | Ceiling flush mount sensor temperature – passive | Temperature | Room Sensors | 471237 | 47.215 | 247
RDF18 PT100 1/3 DIN L1000 | Ceiling flush mount sensor temperature – passive | Temperature | Room Sensors | 471244 | 52.535 | 247
RDF18 PT1000 L1000 | Ceiling flush mount sensor temperature – passive | Temperature | Room Sensors | 459235 | 50.141 | 247
RDF18 PT1000 1/3 DIN L1000 | Ceiling flush mount sensor temperature – passive | Temperature | Room Sensors | 458276 | 54.53 | 247
RDF18 Ni1000 L1000 | Ceiling flush mount sensor temperature – passive | Temperature | Room Sensors | 463669 | 49.742 | 247
RDF18 Ni1000TK5000 L1000 | Ceiling flush mount sensor temperature – passive | Temperature | Room Sensors | 471251 | 54.53 | 247
RDF18 NTC10k L1000 | Ceiling flush mount sensor temperature – passive | Temperature | Room Sensors | 457828 | 45.486 | 247
RDF18 NTC10k Precon L1000 | Ceiling flush mount sensor temperature – passive | Temperature | Room Sensors | 471282 | 45.486 | 247
RDF18 NTC20k L1000 | Ceiling flush mount sensor temperature – passive | Temperature | Room Sensors | 459143 | 45.486 | 247
RDF18 NTC1,8k L1000 | Ceiling flush mount sensor temperature – passive | Temperature | Room Sensors | 471275 | 45.486 | 247
RDF18 LM235Z L1000 | Ceiling flush mount sensor temperature – passive | Temperature | Room Sensors | 456296 | 47.88 | 247
RDF-IR V L1500 | Ceiling flush mount sensor temperature – active 0..10 V | Temperature | Room Sensors | 699150 | 197.904 | 248
RDF-IR VV 2xL1500 | Ceiling flush mount sensor temperature – active 0..10 V | Temperature | Room Sensors | 699167 | 259.35 | 248
RPF40 PT100 white L1000 | Room pendulum sensor temperature – passive | Temperature | Room Sensors | 350006 | 69.692 | 250
RPF40 PT100 1/3 DIN white L1000 | Room pendulum sensor temperature – passive | Temperature | Room Sensors | 265621 | 75.012 | 250
RPF40 PT1000 white L1000 | Room pendulum sensor temperature – passive | Temperature | Room Sensors | 321068 | 72.618 | 250
RPF40 PT1000 1/3 DIN white L1000 | Room pendulum sensor temperature – passive | Temperature | Room Sensors | 329569 | 77.007 | 250
RPF40 Ni1000 white L1000 | Room pendulum sensor temperature – passive | Temperature | Room Sensors | 329279 | 72.219 | 250
RPF40 Ni1000TK5000 white L1000 | Room pendulum sensor temperature – passive | Temperature | Room Sensors | 144193 | 77.007 | 250
RPF40 NTC10k white L1000 | Room pendulum sensor temperature – passive | Temperature | Room Sensors | 351980 | 67.963 | 250
RPF40 NTC10k Precon white L1000 | Room pendulum sensor temperature – passive | Temperature | Room Sensors | 164573 | 67.963 | 250
RPF40 NTC20k white L1000 | Room pendulum sensor temperature – passive | Temperature | Room Sensors | 334792 | 67.963 | 250
RPF40 NTC1,8k white L1000 | Room pendulum sensor temperature – passive | Temperature | Room Sensors | 334549 | 67.963 | 250
RPF40 LM235Z white L1000 | Room pendulum sensor temperature – passive | Temperature | Room Sensors | 339476 | 70.357 | 250
RPF40+ TRV MultiRange white L1000 | Room pendulum sensor temperature – active 0..10 V | Temperature | Room Sensors | 658409 | 154.812 | 252
RPF40+ TRA MultiRange white L1000 | Room pendulum sensor temperature – active 4..20 mA | Temperature | Room Sensors | 658416 | 154.812 | 252
RPF100 PT100 L1000 | Room pendulum sensor temperature – passive | Temperature | Room Sensors | 81566 | 90.573 | 254
RPF100 PT100 1/3 DIN L1000 | Room pendulum sensor temperature – passive | Temperature | Room Sensors | 90780 | 95.893 | 254
RPF100 PT1000 L1000 | Room pendulum sensor temperature – passive | Temperature | Room Sensors | 90827 | 93.499 | 254
RPF100 PT1000 1/3 DIN L1000 | Room pendulum sensor temperature – passive | Temperature | Room Sensors | 90865 | 97.888 | 254
RPF100 Ni1000 L1000 | Room pendulum sensor temperature – passive | Temperature | Room Sensors | 90902 | 93.1 | 254
RPF100 Ni1000TK5000 L1000 | Room pendulum sensor temperature – passive | Temperature | Room Sensors | 160612 | 97.888 | 254
RPF100 NTC10k L1000 | Room pendulum sensor temperature – passive | Temperature | Room Sensors | 91060 | 88.844 | 254
RPF100 NTC10k Precon L1000 | Room pendulum sensor temperature – passive | Temperature | Room Sensors | 91107 | 88.844 | 254
RPF100 NTC20k L1000 | Room pendulum sensor temperature – passive | Temperature | Room Sensors | 219952 | 88.844 | 254
RPF100 NTC1,8k L1000 | Room pendulum sensor temperature – passive | Temperature | Room Sensors | 278331 | 88.844 | 254
RPF100 LM235Z L1000 | Room pendulum sensor temperature – passive | Temperature | Room Sensors | 91145 | 91.238 | 254
RPF100+ TRV MultiRange L1000 | Room pendulum sensor temperature – active 0..10 V ¦ 4..20 mA | Temperature | Room Sensors | 658423 | 175.693 | 255
RPF100+ TRA MultiRange L1000 | Room pendulum sensor temperature – active 0..10 V ¦ 4..20 mA | Temperature | Room Sensors | 658430 | 175.693 | 255
AKF10+ PT100 050.06 | Duct/Immersion sensor -50..+160 °C – passive PT100 | Temperature | Duct Sensors | 621175 | 43.624 | 256
AKF10+ PT100 100.06 | Duct/Immersion sensor -50..+160 °C – passive PT100 | Temperature | Duct Sensors | 621182 | 45.353 | 256
AKF10+ PT100 150.06 | Duct/Immersion sensor -50..+160 °C – passive PT100 | Temperature | Duct Sensors | 621199 | 47.082 | 256
AKF10+ PT100 200.06 | Duct/Immersion sensor -50..+160 °C – passive PT100 | Temperature | Duct Sensors | 621205 | 47.88 | 256
AKF10+ PT100 250.06 | Duct/Immersion sensor -50..+160 °C – passive PT100 | Temperature | Duct Sensors | 621212 | 50.008 | 256
AKF10+ PT100 300.06 | Duct/Immersion sensor -50..+160 °C – passive PT100 | Temperature | Duct Sensors | 621229 | 51.604 | 256
AKF10+ PT100 450.06 | Duct/Immersion sensor -50..+160 °C – passive PT100 | Temperature | Duct Sensors | 621236 | 53.865 | 256
AKF10+ PT100 1/3 DIN 050.06 | Duct/Immersion sensor -50..+160 °C – passive PT100 1/3 DIN | Temperature | Duct Sensors | 621243 | 48.944 | 256
AKF10+ PT100 1/3 DIN 100.06 | Duct/Immersion sensor -50..+160 °C – passive PT100 1/3 DIN | Temperature | Duct Sensors | 621250 | 50.673 | 256
AKF10+ PT100 1/3 DIN 150.06 | Duct/Immersion sensor -50..+160 °C – passive PT100 1/3 DIN | Temperature | Duct Sensors | 621267 | 52.402 | 256
AKF10+ PT100 1/3 DIN 200.06 | Duct/Immersion sensor -50..+160 °C – passive PT100 1/3 DIN | Temperature | Duct Sensors | 621274 | 53.2 | 256
AKF10+ PT100 1/3 DIN 250.06 | Duct/Immersion sensor -50..+160 °C – passive PT100 1/3 DIN | Temperature | Duct Sensors | 621281 | 55.328 | 256
AKF10+ PT100 1/3 DIN 300.06 | Duct/Immersion sensor -50..+160 °C – passive PT100 1/3 DIN | Temperature | Duct Sensors | 621298 | 56.924 | 256
AKF10+ PT100 1/3 DIN 450.06 | Duct/Immersion sensor -50..+160 °C – passive PT100 1/3 DIN | Temperature | Duct Sensors | 621304 | 59.185 | 256
AKF10+ PT1000 050.06 | Duct/Immersion sensor -50..+160 °C – passive PT1000 | Temperature | Duct Sensors | 621311 | 46.55 | 256
AKF10+ PT1000 100.06 | Duct/Immersion sensor -50..+160 °C – passive PT1000 | Temperature | Duct Sensors | 621328 | 48.279 | 256
AKF10+ PT1000 150.06 | Duct/Immersion sensor -50..+160 °C – passive PT1000 | Temperature | Duct Sensors | 621335 | 50.008 | 256
AKF10+ PT1000 200.06 | Duct/Immersion sensor -50..+160 °C – passive PT1000 | Temperature | Duct Sensors | 621342 | 50.806 | 256
AKF10+ PT1000 250.06 | Duct/Immersion sensor -50..+160 °C – passive PT1000 | Temperature | Duct Sensors | 621359 | 52.934 | 256
AKF10+ PT1000 300.06 | Duct/Immersion sensor -50..+160 °C – passive PT1000 | Temperature | Duct Sensors | 621366 | 54.53 | 256
AKF10+ PT1000 450.06 | Duct/Immersion sensor -50..+160 °C – passive PT1000 | Temperature | Duct Sensors | 621373 | 56.791 | 256
AKF10+ PT1000 1/3 DIN 050.06 | Duct/Immersion sensor -50..+160 °C – passive PT1000 1/3 DIN | Temperature | Duct Sensors | 620796 | 50.939 | 256
AKF10+ PT1000 1/3 DIN 100.06 | Duct/Immersion sensor -50..+160 °C – passive PT1000 1/3 DIN | Temperature | Duct Sensors | 620802 | 52.668 | 256
AKF10+ PT1000 1/3 DIN 150.06 | Duct/Immersion sensor -50..+160 °C – passive PT1000 1/3 DIN | Temperature | Duct Sensors | 620819 | 54.397 | 256
AKF10+ PT1000 1/3 DIN 200.06 | Duct/Immersion sensor -50..+160 °C – passive PT1000 1/3 DIN | Temperature | Duct Sensors | 620826 | 55.195 | 256
AKF10+ PT1000 1/3 DIN 250.06 | Duct/Immersion sensor -50..+160 °C – passive PT1000 1/3 DIN | Temperature | Duct Sensors | 620833 | 57.323 | 256
AKF10+ PT1000 1/3 DIN 300.06 | Duct/Immersion sensor -50..+160 °C – passive PT1000 1/3 DIN | Temperature | Duct Sensors | 620840 | 58.919 | 256
AKF10+ PT1000 1/3 DIN 450.06 | Duct/Immersion sensor -50..+160 °C – passive PT1000 1/3 DIN | Temperature | Duct Sensors | 620857 | 61.18 | 256
AKF10+ Ni1000 050.06 | Duct/Immersion sensor -50..+160 °C – passive Ni1000 | Temperature | Duct Sensors | 620932 | 46.151 | 256
AKF10+ Ni1000 100.06 | Duct/Immersion sensor -50..+160 °C – passive Ni1000 | Temperature | Duct Sensors | 620949 | 47.88 | 256
AKF10+ Ni1000 150.06 | Duct/Immersion sensor -50..+160 °C – passive Ni1000 | Temperature | Duct Sensors | 620956 | 49.609 | 256
AKF10+ Ni1000 200.06 | Duct/Immersion sensor -50..+160 °C – passive Ni1000 | Temperature | Duct Sensors | 620963 | 50.407 | 256
AKF10+ Ni1000 250.06 | Duct/Immersion sensor -50..+160 °C – passive Ni1000 | Temperature | Duct Sensors | 620970 | 52.535 | 256
AKF10+ Ni1000 300.06 | Duct/Immersion sensor -50..+160 °C – passive Ni1000 | Temperature | Duct Sensors | 620987 | 54.131 | 256
AKF10+ Ni1000 450.06 | Duct/Immersion sensor -50..+160 °C – passive Ni1000 | Temperature | Duct Sensors | 620994 | 56.392 | 256
AKF10+ Ni1000TK5000 050.06 | Duct/Immersion sensor -50..+160 °C – passive Ni1000TK5000 | Temperature | Duct Sensors | 621007 | 50.939 | 256
AKF10+ Ni1000TK5000 100.06 | Duct/Immersion sensor -50..+160 °C – passive Ni1000TK5000 | Temperature | Duct Sensors | 621014 | 52.668 | 256
AKF10+ Ni1000TK5000 150.06 | Duct/Immersion sensor -50..+160 °C – passive Ni1000TK5000 | Temperature | Duct Sensors | 621021 | 54.397 | 256
AKF10+ Ni1000TK5000 200.06 | Duct/Immersion sensor -50..+160 °C – passive Ni1000TK5000 | Temperature | Duct Sensors | 621038 | 55.195 | 256
AKF10+ Ni1000TK5000 250.06 | Duct/Immersion sensor -50..+160 °C – passive Ni1000TK5000 | Temperature | Duct Sensors | 621045 | 57.323 | 256
AKF10+ Ni1000TK5000 300.06 | Duct/Immersion sensor -50..+160 °C – passive Ni1000TK5000 | Temperature | Duct Sensors | 621052 | 58.919 | 256
AKF10+ Ni1000TK5000 450.06 | Duct/Immersion sensor -50..+160 °C – passive Ni1000TK5000 | Temperature | Duct Sensors | 621069 | 61.18 | 256
AKF10+ NTC10k 050.06 | Duct/Immersion sensor -50..+150 °C – passive NTC10k | Temperature | Duct Sensors | 620864 | 41.895 | 256
AKF10+ NTC10k 100.06 | Duct/Immersion sensor -50..+150 °C – passive NTC10k | Temperature | Duct Sensors | 620871 | 43.624 | 256
AKF10+ NTC10k 150.06 | Duct/Immersion sensor -50..+150 °C – passive NTC10k | Temperature | Duct Sensors | 620888 | 45.353 | 256
AKF10+ NTC10k 200.06 | Duct/Immersion sensor -50..+150 °C – passive NTC10k | Temperature | Duct Sensors | 620895 | 46.151 | 256
AKF10+ NTC10k 250.06 | Duct/Immersion sensor -50..+150 °C – passive NTC10k | Temperature | Duct Sensors | 620901 | 48.279 | 256
AKF10+ NTC10k 300.06 | Duct/Immersion sensor -50..+150 °C – passive NTC10k | Temperature | Duct Sensors | 620918 | 49.875 | 256
AKF10+ NTC10k 450.06 | Duct/Immersion sensor -50..+150 °C – passive NTC10k | Temperature | Duct Sensors | 620925 | 52.136 | 256
AKF10+ NTC10k Precon 050.06 | Duct/Immersion sensor -50..+150 °C – passive NTC10k Precon | Temperature | Duct Sensors | 621380 | 41.895 | 256
AKF10+ NTC10k Precon 100.06 | Duct/Immersion sensor -50..+150 °C – passive NTC10k Precon | Temperature | Duct Sensors | 621397 | 43.624 | 256
AKF10+ NTC10k Precon 150.06 | Duct/Immersion sensor -50..+150 °C – passive NTC10k Precon | Temperature | Duct Sensors | 621403 | 45.353 | 256
AKF10+ NTC10k Precon 200.06 | Duct/Immersion sensor -50..+150 °C – passive NTC10k Precon | Temperature | Duct Sensors | 621410 | 46.151 | 256
AKF10+ NTC10k Precon 250.06 | Duct/Immersion sensor -50..+150 °C – passive NTC10k Precon | Temperature | Duct Sensors | 621427 | 48.279 | 256
AKF10+ NTC10k Precon 300.06 | Duct/Immersion sensor -50..+150 °C – passive NTC10k Precon | Temperature | Duct Sensors | 621434 | 49.875 | 256
AKF10+ NTC10k Precon 450.06 | Duct/Immersion sensor -50..+150 °C – passive NTC10k Precon | Temperature | Duct Sensors | 621441 | 52.136 | 256
AKF10+ NTC20k 050.06 | Duct/Immersion sensor -50..+150 °C – passive NTC20k | Temperature | Duct Sensors | 621458 | 41.895 | 256
AKF10+ NTC20k 100.06 | Duct/Immersion sensor -50..+150 °C – passive NTC20k | Temperature | Duct Sensors | 621465 | 43.624 | 256
AKF10+ NTC20k 150.06 | Duct/Immersion sensor -50..+150 °C – passive NTC20k | Temperature | Duct Sensors | 621472 | 45.353 | 256
AKF10+ NTC20k 200.06 | Duct/Immersion sensor -50..+150 °C – passive NTC20k | Temperature | Duct Sensors | 621489 | 46.151 | 256
AKF10+ NTC20k 250.06 | Duct/Immersion sensor -50..+150 °C – passive NTC20k | Temperature | Duct Sensors | 621496 | 48.279 | 256
AKF10+ NTC20k 300.06 | Duct/Immersion sensor -50..+150 °C – passive NTC20k | Temperature | Duct Sensors | 621502 | 49.875 | 256
AKF10+ NTC20k 450.06 | Duct/Immersion sensor -50..+150 °C – passive NTC20k | Temperature | Duct Sensors | 621519 | 52.136 | 256
AKF10+ NTC1,8k 050.06 | Duct/Immersion sensor -50..+150 °C – passive NTC1,8k | Temperature | Duct Sensors | 643030 | 41.895 | 256
AKF10+ NTC1,8k 100.06 | Duct/Immersion sensor -50..+150 °C – passive NTC1,8k | Temperature | Duct Sensors | 632928 | 43.624 | 256
AKF10+ NTC1,8k 150.06 | Duct/Immersion sensor -50..+150 °C – passive NTC1,8k | Temperature | Duct Sensors | 632935 | 45.353 | 256
AKF10+ NTC1,8k 200.06 | Duct/Immersion sensor -50..+150 °C – passive NTC1,8k | Temperature | Duct Sensors | 632942 | 46.151 | 256
AKF10+ NTC1,8k 250.06 | Duct/Immersion sensor -50..+150 °C – passive NTC1,8k | Temperature | Duct Sensors | 632959 | 48.279 | 256
AKF10+ NTC1,8k 300.06 | Duct/Immersion sensor -50..+150 °C – passive NTC1,8k | Temperature | Duct Sensors | 643047 | 49.875 | 256
AKF10+ NTC1,8k 450.06 | Duct/Immersion sensor -50..+150 °C – passive NTC1,8k | Temperature | Duct Sensors | 643054 | 52.136 | 256
AKF10+ LM235Z 050.06 | Duct/Immersion sensor -50..+120 °C – passive LM235Z | Temperature | Duct Sensors | 621106 | 44.289 | 256
AKF10+ LM235Z 100.06 | Duct/Immersion sensor -50..+120 °C – passive LM235Z | Temperature | Duct Sensors | 621113 | 46.018 | 256
AKF10+ LM235Z 150.06 | Duct/Immersion sensor -50..+120 °C – passive LM235Z | Temperature | Duct Sensors | 621120 | 47.747 | 256
AKF10+ LM235Z 200.06 | Duct/Immersion sensor -50..+120 °C – passive LM235Z | Temperature | Duct Sensors | 621137 | 48.545 | 256
AKF10+ LM235Z 250.06 | Duct/Immersion sensor -50..+120 °C – passive LM235Z | Temperature | Duct Sensors | 621144 | 50.673 | 256
AKF10+ LM235Z 300.06 | Duct/Immersion sensor -50..+120 °C – passive LM235Z | Temperature | Duct Sensors | 621151 | 52.269 | 256
AKF10+ LM235Z 450.06 | Duct/Immersion sensor -50..+120 °C – passive LM235Z | Temperature | Duct Sensors | 621168 | 54.53 | 256
AKF10+ TRV MultiRange 050.06 | Duct/Immersion sensor -50..+160 °C – active 0..10 V | Temperature | Duct Sensors | 621595 | 101.346 | 256
AKF10+ TRV MultiRange 100.06 | Duct/Immersion sensor -50..+160 °C – active 0..10 V | Temperature | Duct Sensors | 621601 | 102.676 | 256
AKF10+ TRV MultiRange 150.06 | Duct/Immersion sensor -50..+160 °C – active 0..10 V | Temperature | Duct Sensors | 621618 | 103.873 | 256
AKF10+ TRV MultiRange 200.06 | Duct/Immersion sensor -50..+160 °C – active 0..10 V | Temperature | Duct Sensors | 621625 | 104.405 | 256
AKF10+ TRV MultiRange 250.06 | Duct/Immersion sensor -50..+160 °C – active 0..10 V | Temperature | Duct Sensors | 621632 | 106.267 | 256
AKF10+ TRV MultiRange 300.06 | Duct/Immersion sensor -50..+160 °C – active 0..10 V | Temperature | Duct Sensors | 621649 | 107.331 | 256
AKF10+ TRV MultiRange 450.06 | Duct/Immersion sensor -50..+160 °C – active 0..10 V | Temperature | Duct Sensors | 621656 | 108.927 | 256
AKF10+ TRA MultiRange 050.06 | Duct/Immersion sensor -50..+160 °C – active 4..20 mA | Temperature | Duct Sensors | 621663 | 101.346 | 256
AKF10+ TRA MultiRange 100.06 | Duct/Immersion sensor -50..+160 °C – active 4..20 mA | Temperature | Duct Sensors | 621670 | 102.676 | 256
AKF10+ TRA MultiRange 150.06 | Duct/Immersion sensor -50..+160 °C – active 4..20 mA | Temperature | Duct Sensors | 621687 | 103.873 | 256
AKF10+ TRA MultiRange 200.06 | Duct/Immersion sensor -50..+160 °C – active 4..20 mA | Temperature | Duct Sensors | 621694 | 104.405 | 256
AKF10+ TRA MultiRange 250.06 | Duct/Immersion sensor -50..+160 °C – active 4..20 mA | Temperature | Duct Sensors | 621700 | 106.267 | 256
AKF10+ TRA MultiRange 300.06 | Duct/Immersion sensor -50..+160 °C – active 4..20 mA | Temperature | Duct Sensors | 621717 | 107.331 | 256
AKF10+ TRA MultiRange 450.06 | Duct/Immersion sensor -50..+160 °C – active 4..20 mA | Temperature | Duct Sensors | 621724 | 108.927 | 256
AKF10+ TRV MultiRange 050.06 relay | Duct/Immersion sensor -50..+160 °C – active 0..10 V + relay | Temperature | Duct Sensors | 663304 | 197.771 | 256
AKF10+ TRV MultiRange 100.06 relay | Duct/Immersion sensor -50..+160 °C – active 0..10 V + relay | Temperature | Duct Sensors | 663311 | 199.101 | 256
AKF10+ TRV MultiRange 150.06 relay | Duct/Immersion sensor -50..+160 °C – active 0..10 V + relay | Temperature | Duct Sensors | 663328 | 200.298 | 256
AKF10+ TRV MultiRange 200.06 relay | Duct/Immersion sensor -50..+160 °C – active 0..10 V + relay | Temperature | Duct Sensors | 663335 | 200.83 | 256
AKF10+ TRV MultiRange 250.06 relay | Duct/Immersion sensor -50..+160 °C – active 0..10 V + relay | Temperature | Duct Sensors | 663342 | 202.692 | 256
AKF10+ TRV MultiRange 300.06 relay | Duct/Immersion sensor -50..+160 °C – active 0..10 V + relay | Temperature | Duct Sensors | 663359 | 203.756 | 256
AKF10+ TRV MultiRange 450.06 relay | Duct/Immersion sensor -50..+160 °C – active 0..10 V + relay | Temperature | Duct Sensors | 663366 | 205.352 | 256
AKF10+ LCD TRV MultiRange 050.06 | Duct/Immersion sensor -50..+160 °C – active 0..10 V | Temperature | Duct Sensors | 663380 | 199.101 | 256
AKF10+ LCD TRV MultiRange 100.06 | Duct/Immersion sensor -50..+160 °C – active 0..10 V | Temperature | Duct Sensors | 663397 | 200.564 | 256
AKF10+ LCD TRV MultiRange 150.06 | Duct/Immersion sensor -50..+160 °C – active 0..10 V | Temperature | Duct Sensors | 663403 | 201.761 | 256
AKF10+ LCD TRV MultiRange 200.06 | Duct/Immersion sensor -50..+160 °C – active 0..10 V | Temperature | Duct Sensors | 663410 | 202.293 | 256
AKF10+ LCD TRV MultiRange 250.06 | Duct/Immersion sensor -50..+160 °C – active 0..10 V | Temperature | Duct Sensors | 663427 | 204.022 | 256
AKF10+ LCD TRV MultiRange 300.06 | Duct/Immersion sensor -50..+160 °C – active 0..10 V | Temperature | Duct Sensors | 663434 | 205.219 | 256
AKF10+ LCD TRV MultiRange 450.06 | Duct/Immersion sensor -50..+160 °C – active 0..10 V | Temperature | Duct Sensors | 663441 | 206.815 | 256
AKF10+ LCD TRA MultiRange 050.06 | Duct/Immersion sensor -50..+160 °C – active 4..20 mA | Temperature | Duct Sensors | 663526 | 199.101 | 256
AKF10+ LCD TRA MultiRange 100.06 | Duct/Immersion sensor -50..+160 °C – active 4..20 mA | Temperature | Duct Sensors | 663533 | 200.564 | 256
AKF10+ LCD TRA MultiRange 150.06 | Duct/Immersion sensor -50..+160 °C – active 4..20 mA | Temperature | Duct Sensors | 663540 | 201.761 | 256
AKF10+ LCD TRA MultiRange 200.06 | Duct/Immersion sensor -50..+160 °C – active 4..20 mA | Temperature | Duct Sensors | 663557 | 202.293 | 256
AKF10+ LCD TRA MultiRange 250.06 | Duct/Immersion sensor -50..+160 °C – active 4..20 mA | Temperature | Duct Sensors | 663564 | 204.022 | 256
AKF10+ LCD TRA MultiRange 300.06 | Duct/Immersion sensor -50..+160 °C – active 4..20 mA | Temperature | Duct Sensors | 663571 | 205.219 | 256
AKF10+ LCD TRA MultiRange 450.06 | Duct/Immersion sensor -50..+160 °C – active 4..20 mA | Temperature | Duct Sensors | 663588 | 206.815 | 256
AKF10+ LCD TRV MultiRange 050.06 relay | Duct/Immersion sensor -50..+160 °C – active 0..10 V + relay | Temperature | Duct Sensors | 663458 | 239.134 | 256
AKF10+ LCD TRV MultiRange 100.06 relay | Duct/Immersion sensor -50..+160 °C – active 0..10 V + relay | Temperature | Duct Sensors | 663465 | 240.597 | 256
AKF10+ LCD TRV MultiRange 150.06 relay | Duct/Immersion sensor -50..+160 °C – active 0..10 V + relay | Temperature | Duct Sensors | 663472 | 241.794 | 256
AKF10+ LCD TRV MultiRange 200.06 relay | Duct/Immersion sensor -50..+160 °C – active 0..10 V + relay | Temperature | Duct Sensors | 663489 | 242.326 | 256
AKF10+ LCD TRV MultiRange 250.06 relay | Duct/Immersion sensor -50..+160 °C – active 0..10 V + relay | Temperature | Duct Sensors | 663496 | 244.055 | 256
AKF10+ LCD TRV MultiRange 300.06 relay | Duct/Immersion sensor -50..+160 °C – active 0..10 V + relay | Temperature | Duct Sensors | 663502 | 245.252 | 256
AKF10+ LCD TRV MultiRange 450.06 relay | Duct/Immersion sensor -50..+160 °C – active 0..10 V + relay | Temperature | Duct Sensors | 663519 | 246.848 | 256
AKF10+ RS485 Modbus 050.06 | Duct/Immersion sensor -50..+160 °C – active RS485 Modbus | Temperature | Duct Sensors | 621823 | 144.97 | 256
AKF10+ RS485 Modbus 100.06 | Duct/Immersion sensor -50..+160 °C – active RS485 Modbus | Temperature | Duct Sensors | 621830 | 146.3 | 256
AKF10+ RS485 Modbus 150.06 | Duct/Immersion sensor -50..+160 °C – active RS485 Modbus | Temperature | Duct Sensors | 621847 | 147.63 | 256
AKF10+ RS485 Modbus 200.06 | Duct/Immersion sensor -50..+160 °C – active RS485 Modbus | Temperature | Duct Sensors | 621854 | 148.162 | 256
AKF10+ RS485 Modbus 250.06 | Duct/Immersion sensor -50..+160 °C – active RS485 Modbus | Temperature | Duct Sensors | 621861 | 149.891 | 256
AKF10+ RS485 Modbus 300.06 | Duct/Immersion sensor -50..+160 °C – active RS485 Modbus | Temperature | Duct Sensors | 621878 | 150.955 | 256
AKF10+ RS485 Modbus 450.06 | Duct/Immersion sensor -50..+160 °C – active RS485 Modbus | Temperature | Duct Sensors | 621885 | 152.684 | 256
AKF10+ LCD RS485 Modbus 050.06 | Duct/Immersion sensor -50..+160 °C – active RS485 Modbus | Temperature | Duct Sensors | 663618 | 211.869 | 256
AKF10+ LCD RS485 Modbus 100.06 | Duct/Immersion sensor -50..+160 °C – active RS485 Modbus | Temperature | Duct Sensors | 663625 | 213.199 | 256
AKF10+ LCD RS485 Modbus 150.06 | Duct/Immersion sensor -50..+160 °C – active RS485 Modbus | Temperature | Duct Sensors | 663632 | 214.529 | 256
AKF10+ LCD RS485 Modbus 200.06 | Duct/Immersion sensor -50..+160 °C – active RS485 Modbus | Temperature | Duct Sensors | 663649 | 215.061 | 256
AKF10+ LCD RS485 Modbus 250.06 | Duct/Immersion sensor -50..+160 °C – active RS485 Modbus | Temperature | Duct Sensors | 663656 | 216.79 | 256
AKF10+ LCD RS485 Modbus 300.06 | Duct/Immersion sensor -50..+160 °C – active RS485 Modbus | Temperature | Duct Sensors | 663663 | 217.854 | 256
AKF10+ LCD RS485 Modbus 450.06 | Duct/Immersion sensor -50..+160 °C – active RS485 Modbus | Temperature | Duct Sensors | 663670 | 219.583 | 256
AKF10+ RS485 BACnet 050.06 | Duct/Immersion sensor -50..+160 °C – active RS485 BACnet | Temperature | Duct Sensors | 699174 | 144.97 | 256
AKF10+ RS485 BACnet 100.06 | Duct/Immersion sensor -50..+160 °C – active RS485 BACnet | Temperature | Duct Sensors | 699181 | 146.3 | 256
AKF10+ RS485 BACnet 150.06 | Duct/Immersion sensor -50..+160 °C – active RS485 BACnet | Temperature | Duct Sensors | 683838 | 147.63 | 256
AKF10+ RS485 BACnet 200.06 | Duct/Immersion sensor -50..+160 °C – active RS485 BACnet | Temperature | Duct Sensors | 699198 | 148.162 | 256
AKF10+ RS485 BACnet 250.06 | Duct/Immersion sensor -50..+160 °C – active RS485 BACnet | Temperature | Duct Sensors | 699204 | 149.891 | 256
AKF10+ RS485 BACnet 300.06 | Duct/Immersion sensor -50..+160 °C – active RS485 BACnet | Temperature | Duct Sensors | 699211 | 150.955 | 256
AKF10+ RS485 BACnet 450.06 | Duct/Immersion sensor -50..+160 °C – active RS485 BACnet | Temperature | Duct Sensors | 699228 | 152.684 | 256
AKF10+ LCD RS485 BACnet 050.06 | Duct/Immersion sensor -50..+160 °C – active RS485 BACnet | Temperature | Duct Sensors | 699235 | 211.869 | 256
AKF10+ LCD RS485 BACnet 100.06 | Duct/Immersion sensor -50..+160 °C – active RS485 BACnet | Temperature | Duct Sensors | 699242 | 213.199 | 256
AKF10+ LCD RS485 BACnet 150.06 | Duct/Immersion sensor -50..+160 °C – active RS485 BACnet | Temperature | Duct Sensors | 682848 | 214.529 | 256
AKF10+ LCD RS485 BACnet 200.06 | Duct/Immersion sensor -50..+160 °C – active RS485 BACnet | Temperature | Duct Sensors | 699259 | 215.061 | 256
AKF10+ LCD RS485 BACnet 250.06 | Duct/Immersion sensor -50..+160 °C – active RS485 BACnet | Temperature | Duct Sensors | 699266 | 216.79 | 256
AKF10+ LCD RS485 BACnet 300.06 | Duct/Immersion sensor -50..+160 °C – active RS485 BACnet | Temperature | Duct Sensors | 699273 | 217.854 | 256
AKF10+ LCD RS485 BACnet 450.06 | Duct/Immersion sensor -50..+160 °C – active RS485 BACnet | Temperature | Duct Sensors | 699280 | 219.583 | 256
KFK01 PT100 050.06 | Duct/Immersion sensor -50..+160 °C – passive PT100 | Temperature | Duct Sensors | 626446 | 58.653 | 264
KFK01 PT100 100.06 | Duct/Immersion sensor -50..+160 °C – passive PT100 | Temperature | Duct Sensors | 626453 | 59.85 | 264
KFK01 PT100 150.06 | Duct/Immersion sensor -50..+160 °C – passive PT100 | Temperature | Duct Sensors | 626477 | 61.978 | 264
KFK01 PT100 200.06 | Duct/Immersion sensor -50..+160 °C – passive PT100 | Temperature | Duct Sensors | 626484 | 63.973 | 264
KFK01 PT100 250.06 | Duct/Immersion sensor -50..+160 °C – passive PT100 | Temperature | Duct Sensors | 626491 | 67.431 | 264
KFK01 PT100 300.06 | Duct/Immersion sensor -50..+160 °C – passive PT100 | Temperature | Duct Sensors | 626507 | 70.224 | 264
KFK01 PT100 450.06 | Duct/Immersion sensor -50..+160 °C – passive PT100 | Temperature | Duct Sensors | 626514 | 74.746 | 264
KFK01 PT100 1/3 DIN 050.06 | Duct/Immersion sensor -50..+160 °C – passive PT100 1/3 DIN | Temperature | Duct Sensors | 626521 | 63.973 | 264
KFK01 PT100 1/3 DIN 100.06 | Duct/Immersion sensor -50..+160 °C – passive PT100 1/3 DIN | Temperature | Duct Sensors | 626538 | 65.17 | 264
KFK01 PT100 1/3 DIN 150.06 | Duct/Immersion sensor -50..+160 °C – passive PT100 1/3 DIN | Temperature | Duct Sensors | 626545 | 67.298 | 264
KFK01 PT100 1/3 DIN 200.06 | Duct/Immersion sensor -50..+160 °C – passive PT100 1/3 DIN | Temperature | Duct Sensors | 626552 | 69.293 | 264
KFK01 PT100 1/3 DIN 250.06 | Duct/Immersion sensor -50..+160 °C – passive PT100 1/3 DIN | Temperature | Duct Sensors | 626569 | 72.751 | 264
KFK01 PT100 1/3 DIN 300.06 | Duct/Immersion sensor -50..+160 °C – passive PT100 1/3 DIN | Temperature | Duct Sensors | 626576 | 75.544 | 264
KFK01 PT100 1/3 DIN 450.06 | Duct/Immersion sensor -50..+160 °C – passive PT100 1/3 DIN | Temperature | Duct Sensors | 626583 | 80.066 | 264
KFK01 PT1000 050.06 | Duct/Immersion sensor -50..+160 °C – passive PT1000 | Temperature | Duct Sensors | 626590 | 61.579 | 264
KFK01 PT1000 100.06 | Duct/Immersion sensor -50..+160 °C – passive PT1000 | Temperature | Duct Sensors | 626606 | 62.776 | 264
KFK01 PT1000 150.06 | Duct/Immersion sensor -50..+160 °C – passive PT1000 | Temperature | Duct Sensors | 626613 | 64.904 | 264
KFK01 PT1000 200.06 | Duct/Immersion sensor -50..+160 °C – passive PT1000 | Temperature | Duct Sensors | 626620 | 66.899 | 264
KFK01 PT1000 250.06 | Duct/Immersion sensor -50..+160 °C – passive PT1000 | Temperature | Duct Sensors | 626637 | 70.357 | 264
KFK01 PT1000 300.06 | Duct/Immersion sensor -50..+160 °C – passive PT1000 | Temperature | Duct Sensors | 626644 | 73.15 | 264
KFK01 PT1000 450.06 | Duct/Immersion sensor -50..+160 °C – passive PT1000 | Temperature | Duct Sensors | 626651 | 77.672 | 264
KFK01 PT1000 1/3 DIN 050.06 | Duct/Immersion sensor -50..+160 °C – passive PT1000 1/3 DIN | Temperature | Duct Sensors | 626675 | 65.968 | 264
KFK01 PT1000 1/3 DIN 100.06 | Duct/Immersion sensor -50..+160 °C – passive PT1000 1/3 DIN | Temperature | Duct Sensors | 626682 | 67.165 | 264
KFK01 PT1000 1/3 DIN 150.06 | Duct/Immersion sensor -50..+160 °C – passive PT1000 1/3 DIN | Temperature | Duct Sensors | 626699 | 69.293 | 264
KFK01 PT1000 1/3 DIN 200.06 | Duct/Immersion sensor -50..+160 °C – passive PT1000 1/3 DIN | Temperature | Duct Sensors | 626705 | 71.288 | 264
KFK01 PT1000 1/3 DIN 250.06 | Duct/Immersion sensor -50..+160 °C – passive PT1000 1/3 DIN | Temperature | Duct Sensors | 626712 | 74.746 | 264
KFK01 PT1000 1/3 DIN 300.06 | Duct/Immersion sensor -50..+160 °C – passive PT1000 1/3 DIN | Temperature | Duct Sensors | 626729 | 77.539 | 264
KFK01 PT1000 1/3 DIN 450.06 | Duct/Immersion sensor -50..+160 °C – passive PT1000 1/3 DIN | Temperature | Duct Sensors | 626736 | 82.061 | 264
KFK01 Ni1000 050.06 | Duct/Immersion sensor -50..+160 °C – passive Ni1000 | Temperature | Duct Sensors | 626743 | 61.18 | 264
KFK01 Ni1000 100.06 | Duct/Immersion sensor -50..+160 °C – passive Ni1000 | Temperature | Duct Sensors | 626750 | 62.377 | 264
KFK01 Ni1000 150.06 | Duct/Immersion sensor -50..+160 °C – passive Ni1000 | Temperature | Duct Sensors | 626767 | 64.505 | 264
KFK01 Ni1000 200.06 | Duct/Immersion sensor -50..+160 °C – passive Ni1000 | Temperature | Duct Sensors | 626774 | 66.5 | 264
KFK01 Ni1000 250.06 | Duct/Immersion sensor -50..+160 °C – passive Ni1000 | Temperature | Duct Sensors | 626781 | 69.958 | 264
KFK01 Ni1000 300.06 | Duct/Immersion sensor -50..+160 °C – passive Ni1000 | Temperature | Duct Sensors | 626798 | 72.751 | 264
KFK01 Ni1000 450.06 | Duct/Immersion sensor -50..+160 °C – passive Ni1000 | Temperature | Duct Sensors | 626804 | 77.273 | 264
KFK01 Ni1000TK5000 050.06 | Duct/Immersion sensor -50..+160 °C – passive Ni1000TK5000 | Temperature | Duct Sensors | 626811 | 65.968 | 264
KFK01 Ni1000TK5000 100.06 | Duct/Immersion sensor -50..+160 °C – passive Ni1000TK5000 | Temperature | Duct Sensors | 626828 | 67.165 | 264
KFK01 Ni1000TK5000 150.06 | Duct/Immersion sensor -50..+160 °C – passive Ni1000TK5000 | Temperature | Duct Sensors | 626835 | 69.293 | 264
KFK01 Ni1000TK5000 200.06 | Duct/Immersion sensor -50..+160 °C – passive Ni1000TK5000 | Temperature | Duct Sensors | 626842 | 71.288 | 264
KFK01 Ni1000TK5000 250.06 | Duct/Immersion sensor -50..+160 °C – passive Ni1000TK5000 | Temperature | Duct Sensors | 626859 | 74.746 | 264
KFK01 Ni1000TK5000 300.06 | Duct/Immersion sensor -50..+160 °C – passive Ni1000TK5000 | Temperature | Duct Sensors | 626866 | 77.539 | 264
KFK01 Ni1000TK5000 450.06 | Duct/Immersion sensor -50..+160 °C – passive Ni1000TK5000 | Temperature | Duct Sensors | 626873 | 82.061 | 264
KFK01 NTC10k 050.06 | Duct/Immersion sensor -50..+150 °C – passive NTC10k | Temperature | Duct Sensors | 626880 | 56.924 | 264
KFK01 NTC10k 100.06 | Duct/Immersion sensor -50..+150 °C – passive NTC10k | Temperature | Duct Sensors | 626897 | 58.121 | 264
KFK01 NTC10k 150.06 | Duct/Immersion sensor -50..+150 °C – passive NTC10k | Temperature | Duct Sensors | 626903 | 60.249 | 264
KFK01 NTC10k 200.06 | Duct/Immersion sensor -50..+150 °C – passive NTC10k | Temperature | Duct Sensors | 626910 | 62.244 | 264
KFK01 NTC10k 250.06 | Duct/Immersion sensor -50..+150 °C – passive NTC10k | Temperature | Duct Sensors | 626927 | 65.702 | 264
KFK01 NTC10k 300.06 | Duct/Immersion sensor -50..+150 °C – passive NTC10k | Temperature | Duct Sensors | 626934 | 68.495 | 264
KFK01 NTC10k 450.06 | Duct/Immersion sensor -50..+150 °C – passive NTC10k | Temperature | Duct Sensors | 626941 | 73.017 | 264
KFK01 NTC10k Precon 050.06 | Duct/Immersion sensor -50..+150 °C – passive NTC10k Precon | Temperature | Duct Sensors | 626958 | 56.924 | 264
KFK01 NTC10k Precon 100.06 | Duct/Immersion sensor -50..+150 °C – passive NTC10k Precon | Temperature | Duct Sensors | 626965 | 58.121 | 264
KFK01 NTC10k Precon 150.06 | Duct/Immersion sensor -50..+150 °C – passive NTC10k Precon | Temperature | Duct Sensors | 626972 | 60.249 | 264
KFK01 NTC10k Precon 200.06 | Duct/Immersion sensor -50..+150 °C – passive NTC10k Precon | Temperature | Duct Sensors | 626989 | 62.244 | 264
KFK01 NTC10k Precon 250.06 | Duct/Immersion sensor -50..+150 °C – passive NTC10k Precon | Temperature | Duct Sensors | 626996 | 65.702 | 264
KFK01 NTC10k Precon 300.06 | Duct/Immersion sensor -50..+150 °C – passive NTC10k Precon | Temperature | Duct Sensors | 627009 | 68.495 | 264
KFK01 NTC10k Precon 450.06 | Duct/Immersion sensor -50..+150 °C – passive NTC10k Precon | Temperature | Duct Sensors | 627016 | 73.017 | 264
KFK01 NTC20k 050.06 | Duct/Immersion sensor -50..+150 °C – passive NTC20k | Temperature | Duct Sensors | 627023 | 56.924 | 264
KFK01 NTC20k 100.06 | Duct/Immersion sensor -50..+150 °C – passive NTC20k | Temperature | Duct Sensors | 627030 | 58.121 | 264
KFK01 NTC20k 150.06 | Duct/Immersion sensor -50..+150 °C – passive NTC20k | Temperature | Duct Sensors | 627047 | 60.249 | 264
KFK01 NTC20k 200.06 | Duct/Immersion sensor -50..+150 °C – passive NTC20k | Temperature | Duct Sensors | 627054 | 62.244 | 264
KFK01 NTC20k 250.06 | Duct/Immersion sensor -50..+150 °C – passive NTC20k | Temperature | Duct Sensors | 627061 | 65.702 | 264
KFK01 NTC20k 300.06 | Duct/Immersion sensor -50..+150 °C – passive NTC20k | Temperature | Duct Sensors | 627078 | 68.495 | 264
KFK01 NTC20k 400.06 | Duct/Immersion sensor -50..+150 °C – passive NTC20k | Temperature | Duct Sensors | 627085 | 73.017 | 264
KFK01 NTC1,8k 050.06 | Duct/Immersion sensor -50..+150 °C – passive NTC1,8k | Temperature | Duct Sensors | 668590 | 56.924 | 264
KFK01 NTC1,8k 100.06 | Duct/Immersion sensor -50..+150 °C – passive NTC1,8k | Temperature | Duct Sensors | 668606 | 58.121 | 264
KFK01 NTC1,8k 150.06 | Duct/Immersion sensor -50..+150 °C – passive NTC1,8k | Temperature | Duct Sensors | 668613 | 60.249 | 264
KFK01 NTC1,8k 200.06 | Duct/Immersion sensor -50..+150 °C – passive NTC1,8k | Temperature | Duct Sensors | 668620 | 62.244 | 264
KFK01 NTC1,8k 250.06 | Duct/Immersion sensor -50..+150 °C – passive NTC1,8k | Temperature | Duct Sensors | 668637 | 65.702 | 264
KFK01 NTC1,8k 300.06 | Duct/Immersion sensor -50..+150 °C – passive NTC1,8k | Temperature | Duct Sensors | 668644 | 68.495 | 264
KFK01 NTC1,8k 450.06 | Duct/Immersion sensor -50..+150 °C – passive NTC1,8k | Temperature | Duct Sensors | 668651 | 73.017 | 264
KFK01 LM235Z 050.06 | Duct/Immersion sensor -50..+120 °C – passive LM235Z | Temperature | Duct Sensors | 627092 | 59.318 | 264
KFK01 LM235Z 100.06 | Duct/Immersion sensor -50..+120 °C – passive LM235Z | Temperature | Duct Sensors | 627108 | 60.515 | 264
KFK01 LM235Z 150.06 | Duct/Immersion sensor -50..+120 °C – passive LM235Z | Temperature | Duct Sensors | 627115 | 62.643 | 264
KFK01 LM235Z 200.06 | Duct/Immersion sensor -50..+120 °C – passive LM235Z | Temperature | Duct Sensors | 627122 | 64.638 | 264
KFK01 LM235Z 250.06 | Duct/Immersion sensor -50..+120 °C – passive LM235Z | Temperature | Duct Sensors | 627139 | 68.096 | 264
KFK01 LM235Z 300.06 | Duct/Immersion sensor -50..+120 °C – passive LM235Z | Temperature | Duct Sensors | 627146 | 70.889 | 264
KFK01 LM235Z 450.06 | Duct/Immersion sensor -50..+120 °C – passive LM235Z | Temperature | Duct Sensors | 627153 | 75.411 | 264
KFK03 PT100 100.08 | Duct/Immersion sensor -50..+160 °C – passive PT100 | Temperature | Duct Sensors | 37877 | 72.751 | 267
KFK03 PT100 150.08 | Duct/Immersion sensor -50..+160 °C – passive PT100 | Temperature | Duct Sensors | 37884 | 75.411 | 267
KFK03 PT100 200.08 | Duct/Immersion sensor -50..+160 °C – passive PT100 | Temperature | Duct Sensors | 37891 | 77.938 | 267
KFK03 PT100 250.08 | Duct/Immersion sensor -50..+160 °C – passive PT100 | Temperature | Duct Sensors | 37907 | 80.864 | 267
KFK03 PT100 1/3 DIN 100.08 | Duct/Immersion sensor -50..+160 °C – passive PT100 1/3 DIN | Temperature | Duct Sensors | 37914 | 78.071 | 267
KFK03 PT100 1/3 DIN 150.08 | Duct/Immersion sensor -50..+160 °C – passive PT100 1/3 DIN | Temperature | Duct Sensors | 37921 | 80.731 | 267
KFK03 PT100 1/3 DIN 200.08 | Duct/Immersion sensor -50..+160 °C – passive PT100 1/3 DIN | Temperature | Duct Sensors | 37938 | 83.258 | 267
KFK03 PT100 1/3 DIN 250.08 | Duct/Immersion sensor -50..+160 °C – passive PT100 1/3 DIN | Temperature | Duct Sensors | 37945 | 86.184 | 267
KFK03 PT1000 100.08 | Duct/Immersion sensor -50..+160 °C – passive PT1000 | Temperature | Duct Sensors | 37952 | 75.677 | 267
KFK03 PT1000 150.08 | Duct/Immersion sensor -50..+160 °C – passive PT1000 | Temperature | Duct Sensors | 37969 | 78.337 | 267
KFK03 PT1000 200.08 | Duct/Immersion sensor -50..+160 °C – passive PT1000 | Temperature | Duct Sensors | 37976 | 80.864 | 267
KFK03 PT1000 250.08 | Duct/Immersion sensor -50..+160 °C – passive PT1000 | Temperature | Duct Sensors | 37983 | 83.79 | 267
KFK03 PT1000 1/3 DIN 100.08 | Duct/Immersion sensor -50..+160 °C – passive PT1000 1/3 DIN | Temperature | Duct Sensors | 37990 | 80.066 | 267
KFK03 PT1000 1/3 DIN 150.08 | Duct/Immersion sensor -50..+160 °C – passive PT1000 1/3 DIN | Temperature | Duct Sensors | 39765 | 82.726 | 267
KFK03 PT1000 1/3 DIN 200.08 | Duct/Immersion sensor -50..+160 °C – passive PT1000 1/3 DIN | Temperature | Duct Sensors | 39772 | 85.253 | 267
KFK03 PT1000 1/3 DIN 250.08 | Duct/Immersion sensor -50..+160 °C – passive PT1000 1/3 DIN | Temperature | Duct Sensors | 39789 | 88.179 | 267
KFK03 Ni1000 100.08 | Duct/Immersion sensor -50..+160 °C – passive Ni1000 | Temperature | Duct Sensors | 39796 | 75.278 | 267
KFK03 Ni1000 150.08 | Duct/Immersion sensor -50..+160 °C – passive Ni1000 | Temperature | Duct Sensors | 39802 | 77.938 | 267
KFK03 Ni1000 200.08 | Duct/Immersion sensor -50..+160 °C – passive Ni1000 | Temperature | Duct Sensors | 39819 | 80.465 | 267
KFK03 Ni1000 250.08 | Duct/Immersion sensor -50..+160 °C – passive Ni1000 | Temperature | Duct Sensors | 39826 | 83.391 | 267
KFK03 Ni1000TK5000 100.08 | Duct/Immersion sensor -50..+160 °C – passive Ni1000TK5000 | Temperature | Duct Sensors | 39833 | 80.066 | 267
KFK03 Ni1000TK5000 150.08 | Duct/Immersion sensor -50..+160 °C – passive Ni1000TK5000 | Temperature | Duct Sensors | 39840 | 82.726 | 267
KFK03 Ni1000TK5000 200.08 | Duct/Immersion sensor -50..+160 °C – passive Ni1000TK5000 | Temperature | Duct Sensors | 39857 | 85.253 | 267
KFK03 Ni1000TK5000 250.08 | Duct/Immersion sensor -50..+160 °C – passive Ni1000TK5000 | Temperature | Duct Sensors | 39864 | 88.179 | 267
KFK03 NTC10k 100.08 | Duct/Immersion sensor -50..+150 °C – passive NTC10k | Temperature | Duct Sensors | 39918 | 71.022 | 267
KFK03 NTC10k 150.08 | Duct/Immersion sensor -50..+150 °C – passive NTC10k | Temperature | Duct Sensors | 39925 | 73.682 | 267
KFK03 NTC10k 200.08 | Duct/Immersion sensor -50..+150 °C – passive NTC10k | Temperature | Duct Sensors | 39932 | 76.209 | 267
KFK03 NTC10k 250.08 | Duct/Immersion sensor -50..+150 °C – passive NTC10k | Temperature | Duct Sensors | 39949 | 79.135 | 267
KFK03 NTC10k Precon 100.08 | Duct/Immersion sensor -50..+150 °C – passive NTC10k Precon | Temperature | Duct Sensors | 39994 | 71.022 | 267
KFK03 NTC10k Precon 150.08 | Duct/Immersion sensor -50..+150 °C – passive NTC10k Precon | Temperature | Duct Sensors | 40006 | 73.682 | 267
KFK03 NTC10k Precon 200.08 | Duct/Immersion sensor -50..+150 °C – passive NTC10k Precon | Temperature | Duct Sensors | 40013 | 76.209 | 267
KFK03 NTC10k Precon 250.08 | Duct/Immersion sensor -50..+150 °C – passive NTC10k Precon | Temperature | Duct Sensors | 40020 | 79.135 | 267
KFK03 NTC20k 100.08 | Duct/Immersion sensor -50..+150 °C – passive NTC20k | Temperature | Duct Sensors | 39956 | 71.022 | 267
KFK03 NTC20k 150.08 | Duct/Immersion sensor -50..+150 °C – passive NTC20k | Temperature | Duct Sensors | 39963 | 73.682 | 267
KFK03 NTC20k 200.08 | Duct/Immersion sensor -50..+150 °C – passive NTC20k | Temperature | Duct Sensors | 39970 | 76.209 | 267
KFK03 NTC20k 250.08 | Duct/Immersion sensor -50..+150 °C – passive NTC20k | Temperature | Duct Sensors | 39987 | 79.135 | 267
KFK03 NTC1,8k 100.08 | Duct/Immersion sensor -50..+150 °C – passive NTC1,8k | Temperature | Duct Sensors | 325912 | 71.022 | 267
KFK03 NTC1,8k 150.08 | Duct/Immersion sensor -50..+150 °C – passive NTC1,8k | Temperature | Duct Sensors | 349031 | 73.682 | 267
KFK03 NTC1,8k 200.08 | Duct/Immersion sensor -50..+150 °C – passive NTC1,8k | Temperature | Duct Sensors | 298803 | 76.209 | 267
KFK03 NTC1,8k 250.08 | Duct/Immersion sensor -50..+150 °C – passive NTC1,8k | Temperature | Duct Sensors | 314329 | 79.135 | 267
KFK03 LM235Z 100.08 | Duct/Immersion sensor -50..+120 °C – passive LM235Z | Temperature | Duct Sensors | 40037 | 74.48 | 267
KFK03 LM235Z 150.08 | Duct/Immersion sensor -50..+120 °C – passive LM235Z | Temperature | Duct Sensors | 40044 | 77.14 | 267
KFK03 LM235Z 200.08 | Duct/Immersion sensor -50..+120 °C – passive LM235Z | Temperature | Duct Sensors | 40051 | 79.667 | 267
KFK03 LM235Z 250.08 | Duct/Immersion sensor -50..+120 °C – passive LM235Z | Temperature | Duct Sensors | 40068 | 82.593 | 267
KFK03 TRV1 100.08 | Duct/Immersion sensor -50..+50 °C – active 0..10 V | Temperature | Duct Sensors | 350983 | 176.358 | 269
KFK03 TRV1 150.08 | Duct/Immersion sensor -50..+50 °C – active 0..10 V | Temperature | Duct Sensors | 351010 | 178.087 | 269
KFK03 TRV1 200.08 | Duct/Immersion sensor -50..+50 °C – active 0..10 V | Temperature | Duct Sensors | 277860 | 180.082 | 269
KFK03 TRV1 250.08 | Duct/Immersion sensor -50..+50 °C – active 0..10 V | Temperature | Duct Sensors | 286879 | 181.944 | 269
KFK03 TRV2 100.08 | Duct/Immersion sensor -10..+120 °C – active 0..10 V | Temperature | Duct Sensors | 332453 | 176.358 | 269
KFK03 TRV2 150.08 | Duct/Immersion sensor -10..+120 °C – active 0..10 V | Temperature | Duct Sensors | 326711 | 178.087 | 269
KFK03 TRV2 200.08 | Duct/Immersion sensor -10..+120 °C – active 0..10 V | Temperature | Duct Sensors | 351096 | 180.082 | 269
KFK03 TRV2 250.08 | Duct/Immersion sensor -10..+120 °C – active 0..10 V | Temperature | Duct Sensors | 347242 | 181.944 | 269
KFK03 TRV3 100.08 | Duct/Immersion sensor 0..+50 °C – active 0..10 V | Temperature | Duct Sensors | 272315 | 176.358 | 269
KFK03 TRV3 150.08 | Duct/Immersion sensor 0..+50 °C – active 0..10 V | Temperature | Duct Sensors | 351027 | 178.087 | 269
KFK03 TRV3 200.08 | Duct/Immersion sensor 0..+50 °C – active 0..10 V | Temperature | Duct Sensors | 284905 | 180.082 | 269
KFK03 TRV3 250.08 | Duct/Immersion sensor 0..+50 °C – active 0..10 V | Temperature | Duct Sensors | 285094 | 181.944 | 269
KFK03 TRV4 100.08 | Duct/Immersion sensor 0..+160 °C – active 0..10 V | Temperature | Duct Sensors | 351003 | 176.358 | 269
KFK03 TRV4 150.08 | Duct/Immersion sensor 0..+160 °C – active 0..10 V | Temperature | Duct Sensors | 261418 | 178.087 | 269
KFK03 TRV4 200.08 | Duct/Immersion sensor 0..+160 °C – active 0..10 V | Temperature | Duct Sensors | 351102 | 180.082 | 269
KFK03 TRV4 250.08 | Duct/Immersion sensor 0..+160 °C – active 0..10 V | Temperature | Duct Sensors | 347969 | 181.944 | 269
KFK03 TRV5 100.08 | Duct/Immersion sensor 0..+250 °C – active 0..10 V | Temperature | Duct Sensors | 350990 | 186.732 | 269
KFK03 TRV5 150.08 | Duct/Immersion sensor 0..+250 °C – active 0..10 V | Temperature | Duct Sensors | 309127 | 188.594 | 269
KFK03 TRV5 200.08 | Duct/Immersion sensor 0..+250 °C – active 0..10 V | Temperature | Duct Sensors | 351119 | 190.456 | 269
KFK03 TRV5 250.08 | Duct/Immersion sensor 0..+250 °C – active 0..10 V | Temperature | Duct Sensors | 335607 | 192.318 | 269
KFK03 TRA1 100.08 | Duct/Immersion sensor -50..+50 °C – active 4..20 mA | Temperature | Duct Sensors | 152464 | 176.358 | 269
KFK03 TRA1 150.08 | Duct/Immersion sensor -50..+50 °C – active 4..20 mA | Temperature | Duct Sensors | 165334 | 178.087 | 269
KFK03 TRA1 200.08 | Duct/Immersion sensor -50..+50 °C – active 4..20 mA | Temperature | Duct Sensors | 232166 | 180.082 | 269
KFK03 TRA1 250.08 | Duct/Immersion sensor -50..+50 °C – active 4..20 mA | Temperature | Duct Sensors | 204668 | 181.944 | 269
KFK03 TRA2 100.08 | Duct/Immersion sensor -10..+120 °C – active 4..20 mA | Temperature | Duct Sensors | 242639 | 176.358 | 269
KFK03 TRA2 150.08 | Duct/Immersion sensor -10..+120 °C – active 4..20 mA | Temperature | Duct Sensors | 351034 | 178.087 | 269
KFK03 TRA2 200.08 | Duct/Immersion sensor -10..+120 °C – active 4..20 mA | Temperature | Duct Sensors | 351041 | 180.082 | 269
KFK03 TRA2 250.08 | Duct/Immersion sensor -10..+120 °C – active 4..20 mA | Temperature | Duct Sensors | 351133 | 181.944 | 269
KFK03 TRA3 100.08 | Duct/Immersion sensor 0..+50 °C – active 4..20 mA | Temperature | Duct Sensors | 338585 | 176.358 | 269
KFK03 TRA3 150.08 | Duct/Immersion sensor 0..+50 °C – active 4..20 mA | Temperature | Duct Sensors | 170239 | 178.087 | 269
KFK03 TRA3 200.08 | Duct/Immersion sensor 0..+50 °C – active 4..20 mA | Temperature | Duct Sensors | 161909 | 180.082 | 269
KFK03 TRA3 250.08 | Duct/Immersion sensor 0..+50 °C – active 4..20 mA | Temperature | Duct Sensors | 134804 | 181.944 | 269
KFK03 TRA4 100.08 | Duct/Immersion sensor 0..+160 °C – active 4..20 mA | Temperature | Duct Sensors | 315920 | 176.358 | 269
KFK03 TRA4 150.08 | Duct/Immersion sensor 0..+160 °C – active 4..20 mA | Temperature | Duct Sensors | 338981 | 178.087 | 269
KFK03 TRA4 200.08 | Duct/Immersion sensor 0..+160 °C – active 4..20 mA | Temperature | Duct Sensors | 337380 | 180.082 | 269
KFK03 TRA4 250.08 | Duct/Immersion sensor 0..+160 °C – active 4..20 mA | Temperature | Duct Sensors | 303057 | 181.944 | 269
KFK03 TRA5 100.08 | Duct/Immersion sensor 0..+250 °C – active 4..20 mA | Temperature | Duct Sensors | 239080 | 186.732 | 269
KFK03 TRA5 150.08 | Duct/Immersion sensor 0..+250 °C – active 4..20 mA | Temperature | Duct Sensors | 320948 | 188.594 | 269
KFK03 TRA5 200.08 | Duct/Immersion sensor 0..+250 °C – active 4..20 mA | Temperature | Duct Sensors | 404792 | 190.456 | 269
KFK03 TRA5 250.08 | Duct/Immersion sensor 0..+250 °C – active 4..20 mA | Temperature | Duct Sensors | 281577 | 192.318 | 269
RG03 PT100 250.11 | Duct/Immersion sensor 0..+600 °C – passive PT100/PT1000 | Temperature | Duct Sensors | 64361 | 145.768 | 271
RG03 PT100 500.11 | Duct/Immersion sensor 0..+600 °C – passive PT100/PT1000 | Temperature | Duct Sensors | 64378 | 149.226 | 271
RG03 PT1000 250.11 | Duct/Immersion sensor 0..+600 °C – passive PT100/PT1000 | Temperature | Duct Sensors | 64385 | 145.768 | 271
RG03 PT1000 500.11 | Duct/Immersion sensor 0..+600 °C – passive PT100/PT1000 | Temperature | Duct Sensors | 64392 | 149.226 | 271
RG03 TRV6 250.11 | Duct/Immersion sensor 0..+400 °C – active 0..10 V ¦ 4..20 mA | Temperature | Duct Sensors | 261982 | 271.187 | 272
RG03 TRV6 500.11 | Duct/Immersion sensor 0..+400 °C – active 0..10 V ¦ 4..20 mA | Temperature | Duct Sensors | 240789 | 274.512 | 272
RG03 TRV7 250.11 | Duct/Immersion sensor 0..+600 °C – active 0..10 V ¦ 4..20 mA | Temperature | Duct Sensors | 64408 | 271.187 | 272
RG03 TRV7 500.11 | Duct/Immersion sensor 0..+600 °C – active 0..10 V ¦ 4..20 mA | Temperature | Duct Sensors | 242127 | 274.512 | 272
RG03 TRA6 250.11 | Duct/Immersion sensor 0..+400 °C – active 0..10 V ¦ 4..20 mA | Temperature | Duct Sensors | 177405 | 271.187 | 272
RG03 TRA6 500.11 | Duct/Immersion sensor 0..+400 °C – active 0..10 V ¦ 4..20 mA | Temperature | Duct Sensors | 143936 | 274.512 | 272
RG03 TRA7 250.11 | Duct/Immersion sensor 0..+600 °C – active 0..10 V ¦ 4..20 mA | Temperature | Duct Sensors | 64422 | 271.187 | 272
RG03 TRA7 500.11 | Duct/Immersion sensor 0..+600 °C – active 0..10 V ¦ 4..20 mA | Temperature | Duct Sensors | 78283 | 274.512 | 272
MWF+ PT1000 L3000 incl. installation kit | Duct averaging sensor -50..+80 °C – passive | Temperature | Duct Sensors | 620413 | 108.927 | 273
MWF+ PT1000 L6000 incl. installation kit | Duct averaging sensor -50..+80 °C – passive | Temperature | Duct Sensors | 620420 | 121.296 | 273
MWF+ Ni1000 L3000 incl. installation kit | Duct averaging sensor -50..+80 °C – passive | Temperature | Duct Sensors | 620437 | 108.927 | 273
MWF+ Ni1000 L6000 incl. installation kit | Duct averaging sensor -50..+80 °C – passive | Temperature | Duct Sensors | 620444 | 121.296 | 273
MWF+ Ni1000TK5000 L3000 incl. installation kit | Duct averaging sensor -50..+80 °C – passive | Temperature | Duct Sensors | 675888 | 108.927 | 273
MWF+ Ni1000TK5000 L6000 incl. installation kit | Duct averaging sensor -50..+80 °C – passive | Temperature | Duct Sensors | 674324 | 121.296 | 273
MWF+ Ni891 L3000 incl. installation kit | Duct averaging sensor -50..+80 °C – passive | Temperature | Duct Sensors | 699297 | 154.147 | 273
MWF+ Ni891 L6000 incl. installation kit | Duct averaging sensor -50..+80 °C – passive | Temperature | Duct Sensors | 699303 | 197.771 | 273
MWF+ NTC10k L3000 incl. installation kit | Duct averaging sensor 0..+50 °C – passive | Temperature | Duct Sensors | 670128 | 150.157 | 273
MWF+ NTC10k L6000 incl. installation kit | Duct averaging sensor 0..+50 °C – passive | Temperature | Duct Sensors | 670135 | 170.639 | 273
MWF+ NTC10k Precon L3000 incl. installation kit | Duct averaging sensor 0..+50 °C – passive | Temperature | Duct Sensors | 670142 | 150.157 | 273
MWF+ NTC10k Precon L6000 incl. installation kit | Duct averaging sensor 0..+50 °C – passive | Temperature | Duct Sensors | 670159 | 170.639 | 273
MWF+ NTC20k L3000 incl. installation kit | Duct averaging sensor 0..+50 °C – passive | Temperature | Duct Sensors | 670166 | 150.157 | 273
MWF+ NTC20k L6000 incl. installation kit | Duct averaging sensor 0..+50 °C – passive | Temperature | Duct Sensors | 670173 | 170.639 | 273
MWF+ TRV MultiRange L3000 incl. installation kit | Duct averaging sensor -50..+80 °C – active 0..10 V ¦ 4..20 mA | Temperature | Duct Sensors | 620475 | 181.146 | 273
MWF+ TRV MultiRange L6000 incl. installation kit | Duct averaging sensor -50..+80 °C – active 0..10 V ¦ 4..20 mA | Temperature | Duct Sensors | 620482 | 192.318 | 273
MWF+ TRA MultiRange L3000 incl. installation kit | Duct averaging sensor -50..+80 °C – active 0..10 V ¦ 4..20 mA | Temperature | Duct Sensors | 620499 | 181.146 | 273
MWF+ TRA MultiRange L6000 incl. installation kit | Duct averaging sensor -50..+80 °C – active 0..10 V ¦ 4..20 mA | Temperature | Duct Sensors | 620505 | 192.318 | 273
MWF+ TRV MultiRange relay L3000 incl. installation kit | Duct averaging sensor -50..+80 °C – active 0..10 V + relay | Temperature | Duct Sensors | 662758 | 234.479 | 273
MWF+ TRV MultiRange relay L6000 incl. installation kit | Duct averaging sensor -50..+80 °C – active 0..10 V + relay | Temperature | Duct Sensors | 662765 | 245.651 | 273
MWF+ LCD TRV MultiRange L3000 incl. installation kit | Duct averaging sensor -50..+80 °C – active 0..10 V ¦ 4..20 mA | Temperature | Duct Sensors | 662772 | 235.41 | 273
MWF+ LCD TRV MultiRange L6000 incl. installation kit | Duct averaging sensor -50..+80 °C – active 0..10 V ¦ 4..20 mA | Temperature | Duct Sensors | 662789 | 246.582 | 273
MWF+ LCD TRA MultiRange L3000 incl. installation kit | Duct averaging sensor -50..+80 °C – active 0..10 V ¦ 4..20 mA | Temperature | Duct Sensors | 662796 | 235.41 | 273
MWF+ LCD TRA MultiRange L6000 incl. installation kit | Duct averaging sensor -50..+80 °C – active 0..10 V ¦ 4..20 mA | Temperature | Duct Sensors | 662802 | 246.582 | 273
MWF+ LCD TRV MultiRange relay L3000 incl. installation kit | Duct averaging sensor -50..+80 °C – active 0..10 V + relay | Temperature | Duct Sensors | 662819 | 275.443 | 273
MWF+ LCD TRV MultiRange relay L6000 incl. installation kit | Duct averaging sensor -50..+80 °C – active 0..10 V + relay | Temperature | Duct Sensors | 662826 | 286.615 | 273
MWF+ RS485 Modbus L3000 incl. installation kit | Duct averaging sensor -50..+80 °C – active RS485 Modbus | Temperature | Duct Sensors | 662833 | 238.469 | 273
MWF+ RS485 Modbus L6000 incl. installation kit | Duct averaging sensor -50..+80 °C – active RS485 Modbus | Temperature | Duct Sensors | 662840 | 249.641 | 273
MWF+ LCD RS485 Modbus L3000 incl. installation kit | Duct averaging sensor -50..+80 °C – active RS485 Modbus | Temperature | Duct Sensors | 662857 | 305.368 | 273
MWF+ LCD RS485 Modbus L6000 incl. installation kit | Duct averaging sensor -50..+80 °C – active RS485 Modbus | Temperature | Duct Sensors | 662864 | 316.54 | 273
MWF+ RS485 BACnet (MS/TP) L3000 incl. installation kit | Duct averaging sensor -50..+80 °C – active RS485 BACnet (MS/TP) | Temperature | Duct Sensors | 699310 | 238.469 | 273
MWF+ RS485 BACnet (MS/TP) L6000 incl. installation kit | Duct averaging sensor -50..+80 °C – active RS485 BACnet (MS/TP) | Temperature | Duct Sensors | 699327 | 249.641 | 273
MWF+ LCD RS485 BACnet (MS/TP) L3000 incl. installation kit | Duct averaging sensor -50..+80 °C – active RS485 BACnet (MS/TP) | Temperature | Duct Sensors | 699334 | 305.368 | 273
MWF+ LCD RS485 BACnet (MS/TP) L6000 incl. installation kit | Duct averaging sensor -50..+80 °C – active RS485 BACnet (MS/TP) | Temperature | Duct Sensors | 699341 | 316.54 | 273
MWF400+ PT100 | Duct averaging sensor -30..+80 °C – passive | Temperature | Duct Sensors | 654166 | 95.361 | 278
MWF400+ PT1000 | Duct averaging sensor -30..+80 °C – passive | Temperature | Duct Sensors | 660518 | 95.361 | 278
MWF400+ Ni1000 | Duct averaging sensor -30..+80 °C – passive | Temperature | Duct Sensors | 641395 | 95.361 | 278
MWF400+ Ni1000TK5000 | Duct averaging sensor -30..+80 °C – passive | Temperature | Duct Sensors | 641425 | 95.361 | 278
MWF400+ Ni891 | Duct averaging sensor -30..+80 °C – passive | Temperature | Duct Sensors | 699358 | 95.361 | 278
MWF400+ NTC10k | Duct averaging sensor -30..+80 °C – passive | Temperature | Duct Sensors | 641449 | 92.834 | 278
MWF400+ NTC20k | Duct averaging sensor -30..+80 °C – passive | Temperature | Duct Sensors | 670319 | 92.834 | 278
MWF400+ NTC1,8k | Duct averaging sensor -30..+80 °C – passive | Temperature | Duct Sensors | 670333 | 92.834 | 278
MWF400+ TRV MultiRange | Duct averaging sensor -30..+80 °C – active 0..10 V ¦ 4..20 mA | Temperature | Duct Sensors | 642088 | 167.447 | 278
MWF400+ TRA MultiRange | Duct averaging sensor -30..+80 °C – active 0..10 V ¦ 4..20 mA | Temperature | Duct Sensors | 642095 | 167.447 | 278
MWF400+ TRV MultiRange relay | Duct averaging sensor -30..+80 °C – active 0..10 V + relay | Temperature | Duct Sensors | 662871 | 220.78 | 278
MWF400+ LCD TRV MultiRange | Duct averaging sensor -30..+80 °C – active 0..10 V ¦ 4..20 mA | Temperature | Duct Sensors | 662925 | 221.711 | 278
MWF400+ LCD TRA MultiRange | Duct averaging sensor -30..+80 °C – active 0..10 V ¦ 4..20 mA | Temperature | Duct Sensors | 662956 | 221.711 | 278
MWF400+ LCD TRV MultiRange relay | Duct averaging sensor -30..+80 °C – active 0..10 V + relay | Temperature | Duct Sensors | 662963 | 261.744 | 278
MWF400+ RS485 Modbus | Duct averaging sensor -30..+80 °C – active RS485 Modbus | Temperature | Duct Sensors | 662970 | 277.97 | 278
MWF400+ LCD RS485 Modbus | Duct averaging sensor -30..+80 °C – active RS485 Modbus | Temperature | Duct Sensors | 662987 | 344.869 | 278
MWF400+ RS485 BACnet (MS/TP) | Duct averaging sensor -30..+80 °C – active RS485 BACnet | Temperature | Duct Sensors | 699365 | 277.97 | 278
MWF400+ LCD RS485 BACnet (MS/TP) | Duct averaging sensor -30..+80 °C – active RS485 BACnet | Temperature | Duct Sensors | 699372 | 344.869 | 278
TFR 1800 incl. mounting angle | Frost protection thermostat – automatical reset | Temperature | Frost protection thermostats | 426435 | 103.873 | 282
TFR 3000 incl. mounting angle | Frost protection thermostat – automatical reset | Temperature | Frost protection thermostats | 430371 | 98.154 | 282
TFR 6000 incl. mounting angle | Frost protection thermostat – automatical reset | Temperature | Frost protection thermostats | 430395 | 101.745 | 282
TFR 12000 incl. mounting angle | Frost protection thermostat – automatical reset | Temperature | Frost protection thermostats | 541916 | 118.636 | 282
TFR-R 1800 incl. mounting angle | Frost protection thermostat – manual reset | Temperature | Frost protection thermostats | 430364 | 124.355 | 282
TFR-R 3000 incl. mounting angle | Frost protection thermostat – manual reset | Temperature | Frost protection thermostats | 430388 | 122.094 | 282
TFR-R 6000 incl. mounting angle | Frost protection thermostat – manual reset | Temperature | Frost protection thermostats | 430401 | 122.759 | 282
TFR-R 12000 incl. mounting angle | Frost protection thermostat – manual reset | Temperature | Frost protection thermostats | 656061 | 152.95 | 282
TFRe | Electronic frost protection thermostat | Temperature | Frost protection thermostats | 667203 | 170.24 | 283
SFK02+ PT100 050.08 | Immersion sensor -50..+160 °C – passive PT100 | Temperature | Immersion Sensors | 622295 | 56.392 | 284
SFK02+ PT100 100.08 | Immersion sensor -50..+160 °C – passive PT100 | Temperature | Immersion Sensors | 622301 | 57.456 | 284
SFK02+ PT100 150.08 | Immersion sensor -50..+160 °C – passive PT100 | Temperature | Immersion Sensors | 622318 | 59.717 | 284
SFK02+ PT100 200.08 | Immersion sensor -50..+160 °C – passive PT100 | Temperature | Immersion Sensors | 622325 | 62.51 | 284
SFK02+ PT100 250.08 | Immersion sensor -50..+160 °C – passive PT100 | Temperature | Immersion Sensors | 622332 | 64.505 | 284
SFK02+ PT100 450.08 | Immersion sensor -50..+160 °C – passive PT100 | Temperature | Immersion Sensors | 622349 | 67.963 | 284
SFK02+ PT100 1/3 DIN 050.08 | Immersion sensor -50..+160 °C – passive PT100 1/3 DIN | Temperature | Immersion Sensors | 622356 | 61.712 | 284
SFK02+ PT100 1/3 DIN 100.08 | Immersion sensor -50..+160 °C – passive PT100 1/3 DIN | Temperature | Immersion Sensors | 622363 | 62.776 | 284
SFK02+ PT100 1/3 DIN 150.08 | Immersion sensor -50..+160 °C – passive PT100 1/3 DIN | Temperature | Immersion Sensors | 622370 | 65.037 | 284
SFK02+ PT100 1/3 DIN 200.08 | Immersion sensor -50..+160 °C – passive PT100 1/3 DIN | Temperature | Immersion Sensors | 622387 | 67.83 | 284
SFK02+ PT100 1/3 DIN 250.08 | Immersion sensor -50..+160 °C – passive PT100 1/3 DIN | Temperature | Immersion Sensors | 622394 | 69.825 | 284
SFK02+ PT100 1/3 DIN 450.08 | Immersion sensor -50..+160 °C – passive PT100 1/3 DIN | Temperature | Immersion Sensors | 622400 | 73.283 | 284
SFK02+ PT1000 050.08 | Immersion sensor -50..+160 °C – passive PT1000 | Temperature | Immersion Sensors | 622417 | 59.318 | 284
SFK02+ PT1000 100.08 | Immersion sensor -50..+160 °C – passive PT1000 | Temperature | Immersion Sensors | 622424 | 60.382 | 284
SFK02+ PT1000 150.08 | Immersion sensor -50..+160 °C – passive PT1000 | Temperature | Immersion Sensors | 622431 | 62.643 | 284
SFK02+ PT1000 200.08 | Immersion sensor -50..+160 °C – passive PT1000 | Temperature | Immersion Sensors | 622448 | 65.436 | 284
SFK02+ PT1000 250.08 | Immersion sensor -50..+160 °C – passive PT1000 | Temperature | Immersion Sensors | 622455 | 67.431 | 284
SFK02+ PT1000 450.08 | Immersion sensor -50..+160 °C – passive PT1000 | Temperature | Immersion Sensors | 622462 | 70.889 | 284
SFK02+ PT1000 1/3 DIN 050.08 | Immersion sensor -50..+160 °C – passive PT1000 1/3 DIN | Temperature | Immersion Sensors | 621946 | 63.707 | 284
SFK02+ PT1000 1/3 DIN 100.08 | Immersion sensor -50..+160 °C – passive PT1000 1/3 DIN | Temperature | Immersion Sensors | 621953 | 64.771 | 284
SFK02+ PT1000 1/3 DIN 150.08 | Immersion sensor -50..+160 °C – passive PT1000 1/3 DIN | Temperature | Immersion Sensors | 621960 | 67.032 | 284
SFK02+ PT1000 1/3 DIN 200.08 | Immersion sensor -50..+160 °C – passive PT1000 1/3 DIN | Temperature | Immersion Sensors | 621977 | 69.825 | 284
SFK02+ PT1000 1/3 DIN 250.08 | Immersion sensor -50..+160 °C – passive PT1000 1/3 DIN | Temperature | Immersion Sensors | 621984 | 71.82 | 284
SFK02+ PT1000 1/3 DIN 450.08 | Immersion sensor -50..+160 °C – passive PT1000 1/3 DIN | Temperature | Immersion Sensors | 621991 | 75.278 | 284
SFK02+ Ni1000 050.08 | Immersion sensor -50..+160 °C – passive Ni1000 | Temperature | Immersion Sensors | 622080 | 58.919 | 284
SFK02+ Ni1000 100.08 | Immersion sensor -50..+160 °C – passive Ni1000 | Temperature | Immersion Sensors | 622097 | 59.983 | 284
SFK02+ Ni1000 150.08 | Immersion sensor -50..+160 °C – passive Ni1000 | Temperature | Immersion Sensors | 622103 | 62.244 | 284
SFK02+ Ni1000 200.08 | Immersion sensor -50..+160 °C – passive Ni1000 | Temperature | Immersion Sensors | 622110 | 65.037 | 284
SFK02+ Ni1000 250.08 | Immersion sensor -50..+160 °C – passive Ni1000 | Temperature | Immersion Sensors | 622127 | 67.032 | 284
SFK02+ Ni1000 450.08 | Immersion sensor -50..+160 °C – passive Ni1000 | Temperature | Immersion Sensors | 622141 | 70.49 | 284
SFK02+ Ni1000TK5000 050.08 | Immersion sensor -50..+160 °C – passive Ni1000TK5000 | Temperature | Immersion Sensors | 622158 | 63.707 | 284
SFK02+ Ni1000TK5000 100.08 | Immersion sensor -50..+160 °C – passive Ni1000TK5000 | Temperature | Immersion Sensors | 622165 | 64.771 | 284
SFK02+ Ni1000TK5000 150.08 | Immersion sensor -50..+160 °C – passive Ni1000TK5000 | Temperature | Immersion Sensors | 622189 | 67.032 | 284
SFK02+ Ni1000TK5000 200.08 | Immersion sensor -50..+160 °C – passive Ni1000TK5000 | Temperature | Immersion Sensors | 622196 | 69.825 | 284
SFK02+ Ni1000TK5000 250.08 | Immersion sensor -50..+160 °C – passive Ni1000TK5000 | Temperature | Immersion Sensors | 622202 | 71.82 | 284
SFK02+ Ni1000TK5000 450.08 | Immersion sensor -50..+160 °C – passive Ni1000TK5000 | Temperature | Immersion Sensors | 622219 | 75.278 | 284
SFK02+ NTC10k 050.08 | Immersion sensor -50..+150 °C – passive NTC10k | Temperature | Immersion Sensors | 622004 | 54.663 | 284
SFK02+ NTC10k 100.08 | Immersion sensor -50..+150 °C – passive NTC10k | Temperature | Immersion Sensors | 622011 | 55.727 | 284
SFK02+ NTC10k 150.08 | Immersion sensor -50..+150 °C – passive NTC10k | Temperature | Immersion Sensors | 622028 | 57.988 | 284
SFK02+ NTC10k 200.08 | Immersion sensor -50..+150 °C – passive NTC10k | Temperature | Immersion Sensors | 622035 | 60.781 | 284
SFK02+ NTC10k 250.08 | Immersion sensor -50..+150 °C – passive NTC10k | Temperature | Immersion Sensors | 622042 | 62.776 | 284
SFK02+ NTC10k 450.08 | Immersion sensor -50..+150 °C – passive NTC10k | Temperature | Immersion Sensors | 622059 | 66.234 | 284
SFK02+ NTC10k Precon 050.08 | Immersion sensor -50..+150 °C – passive NTC10k Precon | Temperature | Immersion Sensors | 622479 | 54.663 | 284
SFK02+ NTC10k Precon 100.08 | Immersion sensor -50..+150 °C – passive NTC10k Precon | Temperature | Immersion Sensors | 622486 | 55.727 | 284
SFK02+ NTC10k Precon 150.08 | Immersion sensor -50..+150 °C – passive NTC10k Precon | Temperature | Immersion Sensors | 622493 | 57.988 | 284
SFK02+ NTC10k Precon 200.08 | Immersion sensor -50..+150 °C – passive NTC10k Precon | Temperature | Immersion Sensors | 622509 | 60.781 | 284
SFK02+ NTC10k Precon 250.08 | Immersion sensor -50..+150 °C – passive NTC10k Precon | Temperature | Immersion Sensors | 622516 | 62.776 | 284
SFK02+ NTC10k Precon 450.08 | Immersion sensor -50..+150 °C – passive NTC10k Precon | Temperature | Immersion Sensors | 622523 | 66.234 | 284
SFK02+ NTC1,8k 050.08 | Immersion sensor -50..+150 °C – passive NTC1,8k | Temperature | Immersion Sensors | 668668 | 54.663 | 284
SFK02+ NTC1,8k 100.08 | Immersion sensor -50..+150 °C – passive NTC1,8k | Temperature | Immersion Sensors | 668675 | 55.727 | 284
SFK02+ NTC1,8k 150.08 | Immersion sensor -50..+150 °C – passive NTC1,8k | Temperature | Immersion Sensors | 668682 | 57.988 | 284
SFK02+ NTC1,8k 200.08 | Immersion sensor -50..+150 °C – passive NTC1,8k | Temperature | Immersion Sensors | 668699 | 60.781 | 284
SFK02+ NTC1,8k 250.08 | Immersion sensor -50..+150 °C – passive NTC1,8k | Temperature | Immersion Sensors | 668705 | 62.776 | 284
SFK02+ NTC1,8k 450.08 | Immersion sensor -50..+150 °C – passive NTC1,8k | Temperature | Immersion Sensors | 668712 | 66.234 | 284
SFK02+ NTC20k 050.08 | Immersion sensor -50..+150 °C – passive NTC20k | Temperature | Immersion Sensors | 622530 | 54.663 | 284
SFK02+ NTC20k 100.08 | Immersion sensor -50..+150 °C – passive NTC20k | Temperature | Immersion Sensors | 622547 | 55.727 | 284
SFK02+ NTC20k 150.08 | Immersion sensor -50..+150 °C – passive NTC20k | Temperature | Immersion Sensors | 622554 | 57.988 | 284
SFK02+ NTC20k 200.08 | Immersion sensor -50..+150 °C – passive NTC20k | Temperature | Immersion Sensors | 622561 | 60.781 | 284
SFK02+ NTC20k 250.08 | Immersion sensor -50..+150 °C – passive NTC20k | Temperature | Immersion Sensors | 622578 | 62.776 | 284
SFK02+ NTC20k 450.08 | Immersion sensor -50..+150 °C – passive NTC20k | Temperature | Immersion Sensors | 622585 | 66.234 | 284
SFK02+ LM235Z 050.08 | Immersion sensor -50..+120 °C – passive LM235Z | Temperature | Immersion Sensors | 622226 | 57.057 | 284
SFK02+ LM235Z 100.08 | Immersion sensor -50..+120 °C – passive LM235Z | Temperature | Immersion Sensors | 622233 | 58.121 | 284
SFK02+ LM235Z 150.08 | Immersion sensor -50..+120 °C – passive LM235Z | Temperature | Immersion Sensors | 622240 | 60.382 | 284
SFK02+ LM235Z 200.08 | Immersion sensor -50..+120 °C – passive LM235Z | Temperature | Immersion Sensors | 622257 | 63.175 | 284
SFK02+ LM235Z 250.08 | Immersion sensor -50..+120 °C – passive LM235Z | Temperature | Immersion Sensors | 622264 | 65.17 | 284
SFK02+ LM235Z 450.08 | Immersion sensor -50..+120 °C – passive LM235Z | Temperature | Immersion Sensors | 622288 | 68.628 | 284
SFK02+ TRV MultiRange 050.08 | Immersion sensor -50..+160 °C – active 0..10 V | Temperature | Immersion Sensors | 622592 | 116.774 | 284
SFK02+ TRV MultiRange 100.08 | Immersion sensor -50..+160 °C – active 0..10 V | Temperature | Immersion Sensors | 622608 | 117.572 | 284
SFK02+ TRV MultiRange 150.08 | Immersion sensor -50..+160 °C – active 0..10 V | Temperature | Immersion Sensors | 622615 | 119.301 | 284
SFK02+ TRV MultiRange 200.08 | Immersion sensor -50..+160 °C – active 0..10 V | Temperature | Immersion Sensors | 622622 | 121.695 | 284
SFK02+ TRV MultiRange 250.08 | Immersion sensor -50..+160 °C – active 0..10 V | Temperature | Immersion Sensors | 622639 | 123.025 | 284
SFK02+ TRV MultiRange 450.08 | Immersion sensor -50..+160 °C – active 0..10 V | Temperature | Immersion Sensors | 622646 | 125.685 | 284
SFK02+ TRA MultiRange 050.08 | Immersion sensor -50..+160 °C – active 4..20 mA | Temperature | Immersion Sensors | 622653 | 116.774 | 284
SFK02+ TRA MultiRange 100.08 | Immersion sensor -50..+160 °C – active 4..20 mA | Temperature | Immersion Sensors | 622660 | 117.572 | 284
SFK02+ TRA MultiRange 150.08 | Immersion sensor -50..+160 °C – active 4..20 mA | Temperature | Immersion Sensors | 622677 | 119.301 | 284
SFK02+ TRA MultiRange 200.08 | Immersion sensor -50..+160 °C – active 4..20 mA | Temperature | Immersion Sensors | 622684 | 121.695 | 284
SFK02+ TRA MultiRange 250.08 | Immersion sensor -50..+160 °C – active 4..20 mA | Temperature | Immersion Sensors | 622691 | 123.025 | 284
SFK02+ TRA MultiRange 450.08 | Immersion sensor -50..+160 °C – active 4..20 mA | Temperature | Immersion Sensors | 622707 | 125.685 | 284
SFK02+ TRV MultiRange 050.08 relay | Immersion sensor -50..+160 °C – active 0..10 V + relay | Temperature | Immersion Sensors | 665568 | 157.339 | 284
SFK02+ TRV MultiRange 100.08 relay | Immersion sensor -50..+160 °C – active 0..10 V + relay | Temperature | Immersion Sensors | 665575 | 158.137 | 284
SFK02+ TRV MultiRange 150.08 relay | Immersion sensor -50..+160 °C – active 0..10 V + relay | Temperature | Immersion Sensors | 665582 | 159.866 | 284
SFK02+ TRV MultiRange 200.08 relay | Immersion sensor -50..+160 °C – active 0..10 V + relay | Temperature | Immersion Sensors | 665599 | 162.26 | 284
SFK02+ TRV MultiRange 250.08 relay | Immersion sensor -50..+160 °C – active 0..10 V + relay | Temperature | Immersion Sensors | 665605 | 163.59 | 284
SFK02+ TRV MultiRange 450.08 relay | Immersion sensor -50..+160 °C – active 0..10 V + relay | Temperature | Immersion Sensors | 665612 | 166.25 | 284
SFK02+ LCD TRV MultiRange 050.08 | Immersion sensor -50..+160 °C – active 0..10 V | Temperature | Immersion Sensors | 665476 | 171.038 | 284
SFK02+ LCD TRV MultiRange 100.08 | Immersion sensor -50..+160 °C – active 0..10 V | Temperature | Immersion Sensors | 665483 | 171.836 | 284
SFK02+ LCD TRV MultiRange 150.08 | Immersion sensor -50..+160 °C – active 0..10 V | Temperature | Immersion Sensors | 665490 | 173.565 | 284
SFK02+ LCD TRV MultiRange 200.08 | Immersion sensor -50..+160 °C – active 0..10 V | Temperature | Immersion Sensors | 665506 | 175.959 | 284
SFK02+ LCD TRV MultiRange 250.08 | Immersion sensor -50..+160 °C – active 0..10 V | Temperature | Immersion Sensors | 665513 | 177.289 | 284
SFK02+ LCD TRV MultiRange 450.08 | Immersion sensor -50..+160 °C – active 0..10 V | Temperature | Immersion Sensors | 665520 | 179.949 | 284
SFK02+ LCD TRA MultiRange 050.08 | Immersion sensor -50..+160 °C – active 4..20 mA | Temperature | Immersion Sensors | 665681 | 171.038 | 284
SFK02+ LCD TRA MultiRange 100.08 | Immersion sensor -50..+160 °C – active 4..20 mA | Temperature | Immersion Sensors | 665698 | 171.836 | 284
SFK02+ LCD TRA MultiRange 150.08 | Immersion sensor -50..+160 °C – active 4..20 mA | Temperature | Immersion Sensors | 665704 | 173.565 | 284
SFK02+ LCD TRA MultiRange 200.08 | Immersion sensor -50..+160 °C – active 4..20 mA | Temperature | Immersion Sensors | 665711 | 175.959 | 284
SFK02+ LCD TRA MultiRange 250.08 | Immersion sensor -50..+160 °C – active 4..20 mA | Temperature | Immersion Sensors | 665728 | 177.289 | 284
SFK02+ LCD TRA MultiRange 450.08 | Immersion sensor -50..+160 °C – active 4..20 mA | Temperature | Immersion Sensors | 665735 | 179.949 | 284
SFK02+ LCD TRV MultiRange 050.08 relay | Immersion sensor -50..+160 °C – active 0..10 V + relay | Temperature | Immersion Sensors | 665629 | 198.569 | 284
SFK02+ LCD TRV MultiRange 100.08 relay | Immersion sensor -50..+160 °C – active 0..10 V + relay | Temperature | Immersion Sensors | 665636 | 199.367 | 284
SFK02+ LCD TRV MultiRange 150.08 relay | Immersion sensor -50..+160 °C – active 0..10 V + relay | Temperature | Immersion Sensors | 665643 | 201.096 | 284
SFK02+ LCD TRV MultiRange 200.08 relay | Immersion sensor -50..+160 °C – active 0..10 V + relay | Temperature | Immersion Sensors | 665650 | 203.49 | 284
SFK02+ LCD TRV MultiRange 250.08 relay | Immersion sensor -50..+160 °C – active 0..10 V + relay | Temperature | Immersion Sensors | 665667 | 204.82 | 284
SFK02+ LCD TRV MultiRange 450.08 relay | Immersion sensor -50..+160 °C – active 0..10 V + relay | Temperature | Immersion Sensors | 665674 | 207.48 | 284
SFK02+ RS485 Modbus 050.08 | Immersion sensor -50..+160 °C – active RS485 Modbus | Temperature | Immersion Sensors | 665742 | 161.329 | 284
SFK02+ RS485 Modbus 100.08 | Immersion sensor -50..+160 °C – active RS485 Modbus | Temperature | Immersion Sensors | 665759 | 162.127 | 284
SFK02+ RS485 Modbus 150.08 | Immersion sensor -50..+160 °C – active RS485 Modbus | Temperature | Immersion Sensors | 665766 | 163.989 | 284
SFK02+ RS485 Modbus 200.08 | Immersion sensor -50..+160 °C – active RS485 Modbus | Temperature | Immersion Sensors | 665773 | 166.25 | 284
SFK02+ RS485 Modbus 250.08 | Immersion sensor -50..+160 °C – active RS485 Modbus | Temperature | Immersion Sensors | 665780 | 167.58 | 284
SFK02+ RS485 Modbus 450.08 | Immersion sensor -50..+160 °C – active RS485 Modbus | Temperature | Immersion Sensors | 665797 | 170.373 | 284
SFK02+ LCD RS485 Modbus 050.08 | Immersion sensor -50..+160 °C – active RS485 Modbus | Temperature | Immersion Sensors | 665803 | 228.228 | 284
SFK02+ LCD RS485 Modbus 100.08 | Immersion sensor -50..+160 °C – active RS485 Modbus | Temperature | Immersion Sensors | 665810 | 229.026 | 284
SFK02+ LCD RS485 Modbus 150.08 | Immersion sensor -50..+160 °C – active RS485 Modbus | Temperature | Immersion Sensors | 665827 | 230.888 | 284
SFK02+ LCD RS485 Modbus 200.08 | Immersion sensor -50..+160 °C – active RS485 Modbus | Temperature | Immersion Sensors | 665834 | 233.149 | 284
SFK02+ LCD RS485 Modbus 250.08 | Immersion sensor -50..+160 °C – active RS485 Modbus | Temperature | Immersion Sensors | 665841 | 234.479 | 284
SFK02+ LCD RS485 Modbus 450.08 | Immersion sensor -50..+160 °C – active RS485 Modbus | Temperature | Immersion Sensors | 665858 | 237.272 | 284
SFK02+ RS485 BACnet 050.08 | Immersion sensor -50..+160 °C – active RS485 BACnet | Temperature | Immersion Sensors | 699389 | 161.329 | 284
SFK02+ RS485 BACnet 100.08 | Immersion sensor -50..+160 °C – active RS485 BACnet | Temperature | Immersion Sensors | 699396 | 162.127 | 284
SFK02+ RS485 BACnet 150.08 | Immersion sensor -50..+160 °C – active RS485 BACnet | Temperature | Immersion Sensors | 699402 | 163.989 | 284
SFK02+ RS485 BACnet 200.08 | Immersion sensor -50..+160 °C – active RS485 BACnet | Temperature | Immersion Sensors | 699419 | 166.25 | 284
SFK02+ RS485 BACnet 250.08 | Immersion sensor -50..+160 °C – active RS485 BACnet | Temperature | Immersion Sensors | 699426 | 167.58 | 284
SFK02+ RS485 BACnet 450.08 | Immersion sensor -50..+160 °C – active RS485 BACnet | Temperature | Immersion Sensors | 699433 | 170.373 | 284
SFK02+ LCD RS485 BACnet 050.08 | Immersion sensor -50..+160 °C – active RS485 BACnet | Temperature | Immersion Sensors | 699440 | 228.228 | 284
SFK02+ LCD RS485 BACnet 100.08 | Immersion sensor -50..+160 °C – active RS485 BACnet | Temperature | Immersion Sensors | 699457 | 229.026 | 284
SFK02+ LCD RS485 BACnet 150.08 | Immersion sensor -50..+160 °C – active RS485 BACnet | Temperature | Immersion Sensors | 699464 | 230.888 | 284
SFK02+ LCD RS485 BACnet 200.08 | Immersion sensor -50..+160 °C – active RS485 BACnet | Temperature | Immersion Sensors | 699471 | 233.149 | 284
SFK02+ LCD RS485 BACnet 250.08 | Immersion sensor -50..+160 °C – active RS485 BACnet | Temperature | Immersion Sensors | 699488 | 234.479 | 284
SFK02+ LCD RS485 BACnet 450.08 | Immersion sensor -50..+160 °C – active RS485 BACnet | Temperature | Immersion Sensors | 699495 | 237.272 | 284
SFK02+ FR PT100 050.04 | Immersion sensor -50..+160 °C – passive PT100 | Temperature | Immersion Sensors | 665926 | 60.515 | 292
SFK02+ FR PT100 100.06/04 | Immersion sensor -50..+160 °C – passive PT100 | Temperature | Immersion Sensors | 665933 | 61.579 | 292
SFK02+ FR PT100 200.06/04 | Immersion sensor -50..+160 °C – passive PT100 | Temperature | Immersion Sensors | 665940 | 66.633 | 292
SFK02+ FR PT100 1/3 DIN 050.04 | Immersion sensor -50..+160 °C – passive PT100 1/3 DIN | Temperature | Immersion Sensors | 665957 | 65.835 | 292
SFK02+ FR PT100 1/3 DIN 100.06/04 | Immersion sensor -50..+160 °C – passive PT100 1/3 DIN | Temperature | Immersion Sensors | 665964 | 66.899 | 292
SFK02+ FR PT100 1/3 DIN 200.06/04 | Immersion sensor -50..+160 °C – passive PT100 1/3 DIN | Temperature | Immersion Sensors | 665971 | 71.953 | 292
SFK02+ FR PT1000 050.04 | Immersion sensor -50..+160 °C – passive PT1000 | Temperature | Immersion Sensors | 655583 | 63.441 | 292
SFK02+ FR PT1000 100.06/04 | Immersion sensor -50..+160 °C – passive PT1000 | Temperature | Immersion Sensors | 638807 | 64.505 | 292
SFK02+ FR PT1000 200.06/04 | Immersion sensor -50..+160 °C – passive PT1000 | Temperature | Immersion Sensors | 640749 | 69.559 | 292
SFK02+ FR PT1000 1/3 DIN 050.04 | Immersion sensor -50..+160 °C – passive PT1000 1/3 DIN | Temperature | Immersion Sensors | 665988 | 67.83 | 292
SFK02+ FR PT1000 1/3 DIN 100.06/04 | Immersion sensor -50..+160 °C – passive PT1000 1/3 DIN | Temperature | Immersion Sensors | 665995 | 68.894 | 292
SFK02+ FR PT1000 1/3 DIN 200.06/04 | Immersion sensor -50..+160 °C – passive PT1000 1/3 DIN | Temperature | Immersion Sensors | 666008 | 73.948 | 292
SFK02+ FR Ni1000 050.04 | Immersion sensor -50..+160 °C – passive Ni1000 | Temperature | Immersion Sensors | 666015 | 63.042 | 292
SFK02+ FR Ni1000 100.06/04 | Immersion sensor -50..+160 °C – passive Ni1000 | Temperature | Immersion Sensors | 657280 | 64.106 | 292
SFK02+ FR Ni1000 200.06/04 | Immersion sensor -50..+160 °C – passive Ni1000 | Temperature | Immersion Sensors | 666022 | 69.16 | 292
SFK02+ FR Ni1000TK5000 050.04 | Immersion sensor -50..+160 °C – passive Ni1000TK5000 | Temperature | Immersion Sensors | 655590 | 67.83 | 292
SFK02+ FR Ni1000TK5000 100.06/04 | Immersion sensor -50..+160 °C – passive Ni1000TK5000 | Temperature | Immersion Sensors | 640732 | 68.894 | 292
SFK02+ FR Ni1000TK5000 200.06/04 | Immersion sensor -50..+160 °C – passive Ni1000TK5000 | Temperature | Immersion Sensors | 640770 | 73.948 | 292
SFK02+ FR NTC10k 050.04 | Immersion sensor -50..+150 °C – passive NTC10k | Temperature | Immersion Sensors | 655545 | 58.786 | 292
SFK02+ FR NTC10k 100.06/04 | Immersion sensor -50..+150 °C – passive NTC10k | Temperature | Immersion Sensors | 640725 | 59.85 | 292
SFK02+ FR NTC10k 200.06/04 | Immersion sensor -50..+150 °C – passive NTC10k | Temperature | Immersion Sensors | 640763 | 64.904 | 292
SFK02+ FR NTC10k Precon 050.04 | Immersion sensor -50..+150 °C – passive NTC10k Precon | Temperature | Immersion Sensors | 666053 | 58.786 | 292
SFK02+ FR NTC10k Precon 100.06/04 | Immersion sensor -50..+150 °C – passive NTC10k Precon | Temperature | Immersion Sensors | 666060 | 59.85 | 292
SFK02+ FR NTC10k Precon 200.06/04 | Immersion sensor -50..+150 °C – passive NTC10k Precon | Temperature | Immersion Sensors | 666077 | 64.904 | 292
SFK02+ FR NTC20k 050.04 | Immersion sensor -50..+150 °C – passive NTC20k | Temperature | Immersion Sensors | 655552 | 58.786 | 292
SFK02+ FR NTC20k 100.06/04 | Immersion sensor -50..+150 °C – passive NTC20k | Temperature | Immersion Sensors | 645690 | 59.85 | 292
SFK02+ FR NTC20k 200.06/04 | Immersion sensor -50..+150 °C – passive NTC20k | Temperature | Immersion Sensors | 655576 | 64.904 | 292
SFK02+ FR NTC1,8k 050.04 | Immersion sensor -50..+150 °C – passive NTC1,8k | Temperature | Immersion Sensors | 655538 | 58.786 | 292
SFK02+ FR NTC1,8k 100.06/04 | Immersion sensor -50..+150 °C – passive NTC1,8k | Temperature | Immersion Sensors | 640718 | 59.85 | 292
SFK02+ FR NTC1,8k 200.06/04 | Immersion sensor -50..+150 °C – passive NTC1,8k | Temperature | Immersion Sensors | 640756 | 64.904 | 292
SFK02+ FR TRV MultiRange 050.04 | Immersion sensor -50..+160 °C – active 0..10 V | Temperature | Immersion Sensors | 655620 | 120.897 | 292
SFK02+ FR TRV MultiRange 100.06/04 | Immersion sensor -50..+160 °C – active 0..10 V | Temperature | Immersion Sensors | 645881 | 121.695 | 292
SFK02+ FR TRV MultiRange 200.06/04 | Immersion sensor -50..+160 °C – active 0..10 V | Temperature | Immersion Sensors | 655637 | 125.685 | 292
SFK02+ FR TRA MultiRange 050.04 | Immersion sensor -50..+160 °C – active 4..20 mA | Temperature | Immersion Sensors | 655606 | 120.897 | 292
SFK02+ FR TRA MultiRange 100.06/04 | Immersion sensor -50..+160 °C – active 4..20 mA | Temperature | Immersion Sensors | 645867 | 121.695 | 292
SFK02+ FR TRA MultiRange 200.06/04 | Immersion sensor -50..+160 °C – active 4..20 mA | Temperature | Immersion Sensors | 655613 | 125.685 | 292
SFK02+ FR TRV MultiRange 050.04 relay | Immersion sensor -50..+160 °C – active 0..10 V + relay | Temperature | Immersion Sensors | 666169 | 174.23 | 292
SFK02+ FR TRV MultiRange 100.06/04 relay | Immersion sensor -50..+160 °C – active 0..10 V + relay | Temperature | Immersion Sensors | 666176 | 175.028 | 292
SFK02+ FR TRV MultiRange 200.06/04 relay | Immersion sensor -50..+160 °C – active 0..10 V + relay | Temperature | Immersion Sensors | 666183 | 179.018 | 292
SFK02+ FR LCD TRV MultiRange 050.04 | Immersion sensor -50..+160 °C – active 0..10 V | Temperature | Immersion Sensors | 666091 | 187.796 | 292
SFK02+ FR LCD TRV MultiRange 100.06/04 | Immersion sensor -50..+160 °C – active 0..10 V | Temperature | Immersion Sensors | 666107 | 188.594 | 292
SFK02+ FR LCD TRV MultiRange 200.06/04 | Immersion sensor -50..+160 °C – active 0..10 V | Temperature | Immersion Sensors | 666114 | 192.584 | 292
SFK02+ FR LCD TRA MultiRange 050.04 | Immersion sensor -50..+160 °C – active 4..20 mA | Temperature | Immersion Sensors | 666121 | 187.796 | 292
SFK02+ FR LCD TRA MultiRange 100.06/04 | Immersion sensor -50..+160 °C – active 4..20 mA | Temperature | Immersion Sensors | 666138 | 188.594 | 292
SFK02+ FR LCD TRA MultiRange 200.06/04 | Immersion sensor -50..+160 °C – active 4..20 mA | Temperature | Immersion Sensors | 666145 | 192.584 | 292
SFK02+ FR LCD TRV MultiRange 050.04 relay | Immersion sensor -50..+160 °C – active 0..10 V + relay | Temperature | Immersion Sensors | 666190 | 215.194 | 292
SFK02+ FR LCD TRV MultiRange 100.06/04 relay | Immersion sensor -50..+160 °C – active 0..10 V + relay | Temperature | Immersion Sensors | 666206 | 215.992 | 292
SFK02+ FR LCD TRV MultiRange 200.06/04 relay | Immersion sensor -50..+160 °C – active 0..10 V + relay | Temperature | Immersion Sensors | 666213 | 219.982 | 292
SFK02+ FR RS485 Modbus 050.04 | Immersion sensor -50..+160 °C – active RS485 Modbus | Temperature | Immersion Sensors | 666220 | 178.087 | 292
SFK02+ FR RS485 Modbus 100.06/04 | Immersion sensor -50..+160 °C – active RS485 Modbus | Temperature | Immersion Sensors | 666237 | 179.018 | 292
SFK02+ FR RS485 Modbus 200.06/04 | Immersion sensor -50..+160 °C – active RS485 Modbus | Temperature | Immersion Sensors | 666244 | 183.008 | 292
SFK02+ FR LCD RS485 Modbus 050.04 | Immersion sensor -50..+160 °C – active RS485 Modbus | Temperature | Immersion Sensors | 666251 | 244.986 | 292
SFK02+ FR LCD RS485 Modbus 100.06/04 | Immersion sensor -50..+160 °C – active RS485 Modbus | Temperature | Immersion Sensors | 666268 | 245.917 | 292
SFK02+ FR LCD RS485 Modbus 200.06/04 | Immersion sensor -50..+160 °C – active RS485 Modbus | Temperature | Immersion Sensors | 666275 | 249.907 | 292
SFK02+ FR RS485 BACnet 050.04 | Immersion sensor -50..+160 °C – active RS485 BACnet | Temperature | Immersion Sensors | 699501 | 178.087 | 292
SFK02+ FR RS485 BACnet 100.06/04 | Immersion sensor -50..+160 °C – active RS485 BACnet | Temperature | Immersion Sensors | 699518 | 179.018 | 292
SFK02+ FR RS485 BACnet 200.06/04 | Immersion sensor -50..+160 °C – active RS485 BACnet | Temperature | Immersion Sensors | 699525 | 183.008 | 292
SFK02+ FR LCD RS485 BACnet 050.04 | Immersion sensor -50..+160 °C – active RS485 BACnet | Temperature | Immersion Sensors | 699532 | 244.986 | 292
SFK02+ FR LCD RS485 BACnet 100.06/04 | Immersion sensor -50..+160 °C – active RS485 BACnet | Temperature | Immersion Sensors | 699549 | 245.917 | 292
SFK02+ FR LCD RS485 BACnet 200.06/04 | Immersion sensor -50..+160 °C – active RS485 BACnet | Temperature | Immersion Sensors | 699556 | 249.907 | 292
SFK01 PT100 050.08 | Immersion sensor -50..+160 °C – passive PT100 | Temperature | Immersion Sensors | 37662 | 62.643 | 297
SFK01 PT100 100.08 | Immersion sensor -50..+160 °C – passive PT100 | Temperature | Immersion Sensors | 27717 | 63.973 | 297
SFK01 PT100 150.08 | Immersion sensor -50..+160 °C – passive PT100 | Temperature | Immersion Sensors | 27724 | 65.968 | 297
SFK01 PT100 200.08 | Immersion sensor -50..+160 °C – passive PT100 | Temperature | Immersion Sensors | 27731 | 68.495 | 297
SFK01 PT100 250.08 | Immersion sensor -50..+160 °C – passive PT100 | Temperature | Immersion Sensors | 27748 | 69.16 | 297
SFK01 PT100 450.08 | Immersion sensor -50..+160 °C – passive PT100 | Temperature | Immersion Sensors | 27755 | 73.15 | 297
SFK01 PT100 1/3 DIN 050.08 | Immersion sensor -50..+160 °C – passive PT100 1/3 DIN | Temperature | Immersion Sensors | 27762 | 67.963 | 297
SFK01 PT100 1/3 DIN 100.08 | Immersion sensor -50..+160 °C – passive PT100 1/3 DIN | Temperature | Immersion Sensors | 27779 | 69.293 | 297
SFK01 PT100 1/3 DIN 150.08 | Immersion sensor -50..+160 °C – passive PT100 1/3 DIN | Temperature | Immersion Sensors | 27786 | 71.288 | 297
SFK01 PT100 1/3 DIN 200.08 | Immersion sensor -50..+160 °C – passive PT100 1/3 DIN | Temperature | Immersion Sensors | 27793 | 73.815 | 297
SFK01 PT100 1/3 DIN 250.08 | Immersion sensor -50..+160 °C – passive PT100 1/3 DIN | Temperature | Immersion Sensors | 27809 | 74.48 | 297
SFK01 PT100 1/3 DIN 450.08 | Immersion sensor -50..+160 °C – passive PT100 1/3 DIN | Temperature | Immersion Sensors | 27816 | 78.47 | 297
SFK01 PT1000 050.08 | Immersion sensor -50..+160 °C – passive PT1000 | Temperature | Immersion Sensors | 27823 | 65.569 | 297
SFK01 PT1000 100.08 | Immersion sensor -50..+160 °C – passive PT1000 | Temperature | Immersion Sensors | 27830 | 66.899 | 297
SFK01 PT1000 150.08 | Immersion sensor -50..+160 °C – passive PT1000 | Temperature | Immersion Sensors | 27847 | 68.894 | 297
SFK01 PT1000 200.08 | Immersion sensor -50..+160 °C – passive PT1000 | Temperature | Immersion Sensors | 27854 | 71.421 | 297
SFK01 PT1000 250.08 | Immersion sensor -50..+160 °C – passive PT1000 | Temperature | Immersion Sensors | 27861 | 72.086 | 297
SFK01 PT1000 450.08 | Immersion sensor -50..+160 °C – passive PT1000 | Temperature | Immersion Sensors | 27878 | 76.076 | 297
SFK01 PT1000 1/3 DIN 050.08 | Immersion sensor -50..+160 °C – passive PT1000 1/3 DIN | Temperature | Immersion Sensors | 27885 | 69.958 | 297
SFK01 PT1000 1/3 DIN 100.08 | Immersion sensor -50..+160 °C – passive PT1000 1/3 DIN | Temperature | Immersion Sensors | 27892 | 71.288 | 297
SFK01 PT1000 1/3 DIN 150.08 | Immersion sensor -50..+160 °C – passive PT1000 1/3 DIN | Temperature | Immersion Sensors | 36740 | 73.283 | 297
SFK01 PT1000 1/3 DIN 200.08 | Immersion sensor -50..+160 °C – passive PT1000 1/3 DIN | Temperature | Immersion Sensors | 36757 | 75.81 | 297
SFK01 PT1000 1/3 DIN 250.08 | Immersion sensor -50..+160 °C – passive PT1000 1/3 DIN | Temperature | Immersion Sensors | 36764 | 76.475 | 297
SFK01 PT1000 1/3 DIN 450.08 | Immersion sensor -50..+160 °C – passive PT1000 1/3 DIN | Temperature | Immersion Sensors | 36771 | 80.465 | 297
SFK01 Ni1000 050.08 | Immersion sensor -50..+160 °C – passive Ni1000 | Temperature | Immersion Sensors | 36788 | 65.17 | 297
SFK01 Ni1000 100.08 | Immersion sensor -50..+160 °C – passive Ni1000 | Temperature | Immersion Sensors | 36795 | 66.5 | 297
SFK01 Ni1000 150.08 | Immersion sensor -50..+160 °C – passive Ni1000 | Temperature | Immersion Sensors | 36801 | 68.495 | 297
SFK01 Ni1000 200.08 | Immersion sensor -50..+160 °C – passive Ni1000 | Temperature | Immersion Sensors | 36818 | 71.022 | 297
SFK01 Ni1000 250.08 | Immersion sensor -50..+160 °C – passive Ni1000 | Temperature | Immersion Sensors | 36825 | 71.687 | 297
SFK01 Ni1000 450.08 | Immersion sensor -50..+160 °C – passive Ni1000 | Temperature | Immersion Sensors | 45292 | 75.677 | 297
SFK01 Ni1000TK5000 050.08 | Immersion sensor -50..+160 °C – passive Ni1000TK5000 | Temperature | Immersion Sensors | 45308 | 69.958 | 297
SFK01 Ni1000TK5000 100.08 | Immersion sensor -50..+160 °C – passive Ni1000TK5000 | Temperature | Immersion Sensors | 45315 | 71.288 | 297
SFK01 Ni1000TK5000 150.08 | Immersion sensor -50..+160 °C – passive Ni1000TK5000 | Temperature | Immersion Sensors | 45322 | 73.283 | 297
SFK01 Ni1000TK5000 200.08 | Immersion sensor -50..+160 °C – passive Ni1000TK5000 | Temperature | Immersion Sensors | 45339 | 75.81 | 297
SFK01 Ni1000TK5000 250.08 | Immersion sensor -50..+160 °C – passive Ni1000TK5000 | Temperature | Immersion Sensors | 45346 | 76.475 | 297
SFK01 Ni1000TK5000 450.08 | Immersion sensor -50..+160 °C – passive Ni1000TK5000 | Temperature | Immersion Sensors | 45353 | 80.465 | 297
SFK01 NTC10k 050.08 | Immersion sensor -50..+150 °C – passive NTC10k | Temperature | Immersion Sensors | 45421 | 60.914 | 297
SFK01 NTC10k 100.08 | Immersion sensor -50..+150 °C – passive NTC10k | Temperature | Immersion Sensors | 45438 | 62.244 | 297
SFK01 NTC10k 150.08 | Immersion sensor -50..+150 °C – passive NTC10k | Temperature | Immersion Sensors | 45445 | 64.239 | 297
SFK01 NTC10k 200.08 | Immersion sensor -50..+150 °C – passive NTC10k | Temperature | Immersion Sensors | 45452 | 66.766 | 297
SFK01 NTC10k 250.08 | Immersion sensor -50..+150 °C – passive NTC10k | Temperature | Immersion Sensors | 45469 | 67.431 | 297
SFK01 NTC10k 450.08 | Immersion sensor -50..+150 °C – passive NTC10k | Temperature | Immersion Sensors | 45476 | 71.421 | 297
SFK01 NTC10k Precon 050.08 | Immersion sensor -50..+150 °C – passive NTC10k Precon | Temperature | Immersion Sensors | 45544 | 60.914 | 297
SFK01 NTC10k Precon 100.08 | Immersion sensor -50..+150 °C – passive NTC10k Precon | Temperature | Immersion Sensors | 45551 | 62.244 | 297
SFK01 NTC10k Precon 150.08 | Immersion sensor -50..+150 °C – passive NTC10k Precon | Temperature | Immersion Sensors | 45568 | 64.239 | 297
SFK01 NTC10k Precon 200.08 | Immersion sensor -50..+150 °C – passive NTC10k Precon | Temperature | Immersion Sensors | 45575 | 66.766 | 297
SFK01 NTC10k Precon 250.08 | Immersion sensor -50..+150 °C – passive NTC10k Precon | Temperature | Immersion Sensors | 45582 | 67.431 | 297
SFK01 NTC10k Precon 450.08 | Immersion sensor -50..+150 °C – passive NTC10k Precon | Temperature | Immersion Sensors | 45599 | 71.421 | 297
SFK01 NTC20k 050.08 | Immersion sensor -50..+150 °C – passive NTC20k | Temperature | Immersion Sensors | 45483 | 60.914 | 297
SFK01 NTC20k 100.08 | Immersion sensor -50..+150 °C – passive NTC20k | Temperature | Immersion Sensors | 45490 | 62.244 | 297
SFK01 NTC20k 150.08 | Immersion sensor -50..+150 °C – passive NTC20k | Temperature | Immersion Sensors | 45506 | 64.239 | 297
SFK01 NTC20k 200.08 | Immersion sensor -50..+150 °C – passive NTC20k | Temperature | Immersion Sensors | 45513 | 66.766 | 297
SFK01 NTC20k 250.08 | Immersion sensor -50..+150 °C – passive NTC20k | Temperature | Immersion Sensors | 45520 | 67.431 | 297
SFK01 NTC20k 450.08 | Immersion sensor -50..+150 °C – passive NTC20k | Temperature | Immersion Sensors | 45537 | 71.421 | 297
SFK01 NTC1,8k 050.08 | Immersion sensor -50..+150 °C – passive NTC1,8k | Temperature | Immersion Sensors | 351140 | 60.914 | 297
SFK01 NTC1,8k 100.08 | Immersion sensor -50..+150 °C – passive NTC1,8k | Temperature | Immersion Sensors | 270311 | 62.244 | 297
SFK01 NTC1,8k 150.08 | Immersion sensor -50..+150 °C – passive NTC1,8k | Temperature | Immersion Sensors | 270304 | 64.239 | 297
SFK01 NTC1,8k 200.08 | Immersion sensor -50..+150 °C – passive NTC1,8k | Temperature | Immersion Sensors | 263566 | 66.766 | 297
SFK01 NTC1,8k 250.08 | Immersion sensor -50..+150 °C – passive NTC1,8k | Temperature | Immersion Sensors | 249362 | 67.431 | 297
SFK01 NTC1,8k 450.08 | Immersion sensor -50..+150 °C – passive NTC1,8k | Temperature | Immersion Sensors | 293655 | 71.421 | 297
SFK01 LM235Z 050.08 | Immersion sensor -50..+120 °C – passive LM235Z | Temperature | Immersion Sensors | 45605 | 63.308 | 297
SFK01 LM235Z 100.08 | Immersion sensor -50..+120 °C – passive LM235Z | Temperature | Immersion Sensors | 45612 | 64.638 | 297
SFK01 LM235Z 150.08 | Immersion sensor -50..+120 °C – passive LM235Z | Temperature | Immersion Sensors | 45629 | 66.633 | 297
SFK01 LM235Z 200.08 | Immersion sensor -50..+120 °C – passive LM235Z | Temperature | Immersion Sensors | 45636 | 69.16 | 297
SFK01 LM235Z 250.08 | Immersion sensor -50..+120 °C – passive LM235Z | Temperature | Immersion Sensors | 45643 | 69.825 | 297
SFK01 LM235Z 450.08 | Immersion sensor -50..+120 °C – passive LM235Z | Temperature | Immersion Sensors | 45650 | 73.815 | 297
SFK03 PT100 100.08 | Immersion sensor -50..+160 °C – passive PT100 | Temperature | Immersion Sensors | 64309 | 74.214 | 300
SFK03 PT100 150.08 | Immersion sensor -50..+160 °C – passive PT100 | Temperature | Immersion Sensors | 71079 | 76.874 | 300
SFK03 PT100 200.08 | Immersion sensor -50..+160 °C – passive PT100 | Temperature | Immersion Sensors | 71086 | 79.667 | 300
SFK03 PT100 250.08 | Immersion sensor -50..+160 °C – passive PT100 | Temperature | Immersion Sensors | 71093 | 83.657 | 300
SFK03 PT100 1/3 DIN 100.08 | Immersion sensor -50..+160 °C – passive PT100 1/3 DIN | Temperature | Immersion Sensors | 71109 | 79.534 | 300
SFK03 PT100 1/3 DIN 150.08 | Immersion sensor -50..+160 °C – passive PT100 1/3 DIN | Temperature | Immersion Sensors | 71116 | 82.194 | 300
SFK03 PT100 1/3 DIN 200.08 | Immersion sensor -50..+160 °C – passive PT100 1/3 DIN | Temperature | Immersion Sensors | 71123 | 84.987 | 300
SFK03 PT100 1/3 DIN 250.08 | Immersion sensor -50..+160 °C – passive PT100 1/3 DIN | Temperature | Immersion Sensors | 71130 | 88.977 | 300
SFK03 PT1000 100.08 | Immersion sensor -50..+160 °C – passive PT1000 | Temperature | Immersion Sensors | 71147 | 77.14 | 300
SFK03 PT1000 150.08 | Immersion sensor -50..+160 °C – passive PT1000 | Temperature | Immersion Sensors | 71154 | 79.8 | 300
SFK03 PT1000 200.08 | Immersion sensor -50..+160 °C – passive PT1000 | Temperature | Immersion Sensors | 71161 | 82.593 | 300
SFK03 PT1000 250.08 | Immersion sensor -50..+160 °C – passive PT1000 | Temperature | Immersion Sensors | 71178 | 86.583 | 300
SFK03 PT1000 1/3 DIN 100.08 | Immersion sensor -50..+160 °C – passive PT1000 1/3 DIN | Temperature | Immersion Sensors | 71185 | 81.529 | 300
SFK03 PT1000 1/3 DIN 150.08 | Immersion sensor -50..+160 °C – passive PT1000 1/3 DIN | Temperature | Immersion Sensors | 71192 | 84.189 | 300
SFK03 PT1000 1/3 DIN 200.08 | Immersion sensor -50..+160 °C – passive PT1000 1/3 DIN | Temperature | Immersion Sensors | 71208 | 86.982 | 300
SFK03 PT1000 1/3 DIN 250.08 | Immersion sensor -50..+160 °C – passive PT1000 1/3 DIN | Temperature | Immersion Sensors | 71215 | 90.972 | 300
SFK03 Ni1000 100.08 | Immersion sensor -50..+160 °C – passive Ni1000 | Temperature | Immersion Sensors | 71222 | 76.741 | 300
SFK03 Ni1000 150.08 | Immersion sensor -50..+160 °C – passive Ni1000 | Temperature | Immersion Sensors | 71239 | 79.401 | 300
SFK03 Ni1000 200.08 | Immersion sensor -50..+160 °C – passive Ni1000 | Temperature | Immersion Sensors | 71246 | 82.194 | 300
SFK03 Ni1000 250.08 | Immersion sensor -50..+160 °C – passive Ni1000 | Temperature | Immersion Sensors | 71253 | 86.184 | 300
SFK03 Ni1000TK5000 100.08 | Immersion sensor -50..+160 °C – passive Ni1000TK5000 | Temperature | Immersion Sensors | 71260 | 81.529 | 300
SFK03 Ni1000TK5000 150.08 | Immersion sensor -50..+160 °C – passive Ni1000TK5000 | Temperature | Immersion Sensors | 71277 | 84.189 | 300
SFK03 Ni1000TK5000 200.08 | Immersion sensor -50..+160 °C – passive Ni1000TK5000 | Temperature | Immersion Sensors | 71284 | 86.982 | 300
SFK03 Ni1000TK5000 250.08 | Immersion sensor -50..+160 °C – passive Ni1000TK5000 | Temperature | Immersion Sensors | 71291 | 90.972 | 300
SFK03 NTC10k 100.08 | Immersion sensor -50..+150 °C – passive NTC10k | Temperature | Immersion Sensors | 71345 | 72.485 | 300
SFK03 NTC10k 150.08 | Immersion sensor -50..+150 °C – passive NTC10k | Temperature | Immersion Sensors | 71352 | 75.145 | 300
SFK03 NTC10k 200.08 | Immersion sensor -50..+150 °C – passive NTC10k | Temperature | Immersion Sensors | 71369 | 77.938 | 300
SFK03 NTC10k 250.08 | Immersion sensor -50..+150 °C – passive NTC10k | Temperature | Immersion Sensors | 71376 | 81.928 | 300
SFK03 NTC10k Precon 100.08 | Immersion sensor -50..+150 °C – passive NTC10k Precon | Temperature | Immersion Sensors | 71420 | 72.485 | 300
SFK03 NTC10k Precon 150.08 | Immersion sensor -50..+150 °C – passive NTC10k Precon | Temperature | Immersion Sensors | 71437 | 75.145 | 300
SFK03 NTC10k Precon 200.08 | Immersion sensor -50..+150 °C – passive NTC10k Precon | Temperature | Immersion Sensors | 71444 | 77.938 | 300
SFK03 NTC10k Precon 250.08 | Immersion sensor -50..+150 °C – passive NTC10k Precon | Temperature | Immersion Sensors | 71451 | 81.928 | 300
SFK03 NTC20k 100.08 | Immersion sensor -50..+150 °C – passive NTC20k | Temperature | Immersion Sensors | 71383 | 72.485 | 300
SFK03 NTC20k 150.08 | Immersion sensor -50..+150 °C – passive NTC20k | Temperature | Immersion Sensors | 71390 | 75.145 | 300
SFK03 NTC20k 200.08 | Immersion sensor -50..+150 °C – passive NTC20k | Temperature | Immersion Sensors | 71406 | 77.938 | 300
SFK03 NTC20k 250.08 | Immersion sensor -50..+150 °C – passive NTC20k | Temperature | Immersion Sensors | 71413 | 81.928 | 300
SFK03 NTC1,8k 100.08 | Immersion sensor -50..+150 °C – passive NTC1,8k | Temperature | Immersion Sensors | 351652 | 72.485 | 300
SFK03 NTC1,8k 150.08 | Immersion sensor -50..+150 °C – passive NTC1,8k | Temperature | Immersion Sensors | 351676 | 75.145 | 300
SFK03 NTC1,8k 200.08 | Immersion sensor -50..+150 °C – passive NTC1,8k | Temperature | Immersion Sensors | 351683 | 77.938 | 300
SFK03 NTC1,8k 250.08 | Immersion sensor -50..+150 °C – passive NTC1,8k | Temperature | Immersion Sensors | 351706 | 81.928 | 300
SFK03 LM235Z 100.08 | Immersion sensor -50..+120 °C – passive LM235Z | Temperature | Immersion Sensors | 71468 | 75.943 | 300
SFK03 LM235Z 150.08 | Immersion sensor -50..+120 °C – passive LM235Z | Temperature | Immersion Sensors | 71475 | 78.603 | 300
SFK03 LM235Z 200.08 | Immersion sensor -50..+120 °C – passive LM235Z | Temperature | Immersion Sensors | 71482 | 81.396 | 300
SFK03 LM235Z 250.08 | Immersion sensor -50..+120 °C – passive LM235Z | Temperature | Immersion Sensors | 71499 | 85.386 | 300
SFK03 TRV1 100.08 | Immersion sensor -50..+50 °C – active TRV1 0..10 V | Temperature | Immersion Sensors | 318853 | 190.057 | 302
SFK03 TRV1 150.08 | Immersion sensor -50..+50 °C – active TRV1 0..10 V | Temperature | Immersion Sensors | 352024 | 191.786 | 302
SFK03 TRV1 200.08 | Immersion sensor -50..+50 °C – active TRV1 0..10 V | Temperature | Immersion Sensors | 352062 | 193.648 | 302
SFK03 TRV1 250.08 | Immersion sensor -50..+50 °C – active TRV1 0..10 V | Temperature | Immersion Sensors | 352109 | 196.441 | 302
SFK03 TRV2 100.08 | Immersion sensor -10..+120 °C – active TRV2 0..10 V | Temperature | Immersion Sensors | 335744 | 190.057 | 302
SFK03 TRV2 150.08 | Immersion sensor -10..+120 °C – active TRV2 0..10 V | Temperature | Immersion Sensors | 352031 | 191.786 | 302
SFK03 TRV2 200.08 | Immersion sensor -10..+120 °C – active TRV2 0..10 V | Temperature | Immersion Sensors | 246958 | 193.648 | 302
SFK03 TRV2 250.08 | Immersion sensor -10..+120 °C – active TRV2 0..10 V | Temperature | Immersion Sensors | 352253 | 196.441 | 302
SFK03 TRV3 100.08 | Immersion sensor 0..+50 °C – active TRV3 0..10 V | Temperature | Immersion Sensors | 281775 | 190.057 | 302
SFK03 TRV3 150.08 | Immersion sensor 0..+50 °C – active TRV3 0..10 V | Temperature | Immersion Sensors | 352048 | 191.786 | 302
SFK03 TRV3 200.08 | Immersion sensor 0..+50 °C – active TRV3 0..10 V | Temperature | Immersion Sensors | 352079 | 193.648 | 302
SFK03 TRV3 250.08 | Immersion sensor 0..+50 °C – active TRV3 0..10 V | Temperature | Immersion Sensors | 352260 | 196.441 | 302
SFK03 TRV4 100.08 | Immersion sensor 0..+160 °C – active TRV4 0..10 V | Temperature | Immersion Sensors | 298414 | 190.057 | 302
SFK03 TRV4 150.08 | Immersion sensor 0..+160 °C – active TRV4 0..10 V | Temperature | Immersion Sensors | 292115 | 191.786 | 302
SFK03 TRV4 200.08 | Immersion sensor 0..+160 °C – active TRV4 0..10 V | Temperature | Immersion Sensors | 324403 | 193.648 | 302
SFK03 TRV4 250.08 | Immersion sensor 0..+160 °C – active TRV4 0..10 V | Temperature | Immersion Sensors | 352277 | 196.441 | 302
SFK03 TRV5 100.08 | Immersion sensor 0..+300 °C – active TRV5 0..10 V | Temperature | Immersion Sensors | 243933 | 200.431 | 302
SFK03 TRV5 150.08 | Immersion sensor 0..+300 °C – active TRV5 0..10 V | Temperature | Immersion Sensors | 295314 | 202.16 | 302
SFK03 TRV5 200.08 | Immersion sensor 0..+300 °C – active TRV5 0..10 V | Temperature | Immersion Sensors | 297509 | 204.022 | 302
SFK03 TRV5 250.08 | Immersion sensor 0..+300 °C – active TRV5 0..10 V | Temperature | Immersion Sensors | 306607 | 206.948 | 302
SFK03 TRA1 100.08 | Immersion sensor -50..+50 °C – active TRA1 4..20 mA | Temperature | Immersion Sensors | 194440 | 190.057 | 302
SFK03 TRA1 150.08 | Immersion sensor -50..+50 °C – active TRA1 4..20 mA | Temperature | Immersion Sensors | 200899 | 191.786 | 302
SFK03 TRA1 200.08 | Immersion sensor -50..+50 °C – active TRA1 4..20 mA | Temperature | Immersion Sensors | 352055 | 193.648 | 302
SFK03 TRA1 250.08 | Immersion sensor -50..+50 °C – active TRA1 4..20 mA | Temperature | Immersion Sensors | 254908 | 196.441 | 302
SFK03 TRA2 100.08 | Immersion sensor -10..+120 °C – active TRA2 4..20 mA | Temperature | Immersion Sensors | 189316 | 190.057 | 302
SFK03 TRA2 150.08 | Immersion sensor -10..+120 °C – active TRA2 4..20 mA | Temperature | Immersion Sensors | 344166 | 191.786 | 302
SFK03 TRA2 200.08 | Immersion sensor -10..+120 °C – active TRA2 4..20 mA | Temperature | Immersion Sensors | 315746 | 193.648 | 302
SFK03 TRA2 250.08 | Immersion sensor -10..+120 °C – active TRA2 4..20 mA | Temperature | Immersion Sensors | 352086 | 196.441 | 302
SFK03 TRA3 100.08 | Immersion sensor 0..+50 °C – active TRA3 4..20 mA | Temperature | Immersion Sensors | 132220 | 190.057 | 302
SFK03 TRA3 150.08 | Immersion sensor 0..+50 °C – active TRA3 4..20 mA | Temperature | Immersion Sensors | 165044 | 191.786 | 302
SFK03 TRA3 200.08 | Immersion sensor 0..+50 °C – active TRA3 4..20 mA | Temperature | Immersion Sensors | 165280 | 193.648 | 302
SFK03 TRA3 250.08 | Immersion sensor 0..+50 °C – active TRA3 4..20 mA | Temperature | Immersion Sensors | 303835 | 196.441 | 302
SFK03 TRA4 100.08 | Immersion sensor 0..+160 °C – active TRA4 4..20 mA | Temperature | Immersion Sensors | 293051 | 190.057 | 302
SFK03 TRA4 150.08 | Immersion sensor 0..+160 °C – active TRA4 4..20 mA | Temperature | Immersion Sensors | 295024 | 191.786 | 302
SFK03 TRA4 200.08 | Immersion sensor 0..+160 °C – active TRA4 4..20 mA | Temperature | Immersion Sensors | 239226 | 193.648 | 302
SFK03 TRA4 250.08 | Immersion sensor 0..+160 °C – active TRA4 4..20 mA | Temperature | Immersion Sensors | 352093 | 196.441 | 302
SFK03 TRA5 100.08 | Immersion sensor 0..+300 °C – active TRA5 4..20 mA | Temperature | Immersion Sensors | 131674 | 200.431 | 302
SFK03 TRA5 150.08 | Immersion sensor 0..+300 °C – active TRA5 4..20 mA | Temperature | Immersion Sensors | 146821 | 202.16 | 302
SFK03 TRA5 200.08 | Immersion sensor 0..+300 °C – active TRA5 4..20 mA | Temperature | Immersion Sensors | 152884 | 204.022 | 302
SFK03 TRA5 250.08 | Immersion sensor 0..+300 °C – active TRA5 4..20 mA | Temperature | Immersion Sensors | 157421 | 206.948 | 302
RGS03 PT100 250.09 3-wire | Immersion sensor 0..+600 °C – passive PT100/PT1000 | Temperature | Immersion Sensors | 79297 | 197.372 | 304
RGS03 PT100 500.09 3-wire | Immersion sensor 0..+600 °C – passive PT100/PT1000 | Temperature | Immersion Sensors | 385190 | 200.697 | 304
RGS03 PT1000 250.09 3-wire | Immersion sensor 0..+600 °C – passive PT100/PT1000 | Temperature | Immersion Sensors | 79310 | 197.372 | 304
RGS03 PT1000 500.09 3-wire | Immersion sensor 0..+600 °C – passive PT100/PT1000 | Temperature | Immersion Sensors | 79327 | 200.697 | 304
RGS03 TRV6 250.09 | Immersion sensor temperature 0..+400 °C – active TRV6 0..10 V ¦ TRA6 4..20 mA | Temperature | Immersion Sensors | 223942 | 322.791 | 305
RGS03 TRV6 500.09 | Immersion sensor temperature 0..+400 °C – active TRV6 0..10 V ¦ TRA6 4..20 mA | Temperature | Immersion Sensors | 351959 | 326.116 | 305
RGS03 TRV7 250.09 | Immersion sensor temperature 0..+600 °C – active TRV7 0..10 V ¦ TRA7 4..20 mA | Temperature | Immersion Sensors | 351935 | 322.791 | 305
RGS03 TRV7 500.09 | Immersion sensor temperature 0..+600 °C – active TRV7 0..10 V ¦ TRA7 4..20 mA | Temperature | Immersion Sensors | 244824 | 326.116 | 305
RGS03 TRA6 250.09 | Immersion sensor temperature 0..+400 °C – active TRV6 0..10 V ¦ TRA6 4..20 mA | Temperature | Immersion Sensors | 164115 | 322.791 | 305
RGS03 TRA6 500.09 | Immersion sensor temperature 0..+400 °C – active TRV6 0..10 V ¦ TRA6 4..20 mA | Temperature | Immersion Sensors | 155281 | 326.116 | 305
RGS03 TRA7 250.09 | Immersion sensor temperature 0..+600 °C – active TRV7 0..10 V ¦ TRA7 4..20 mA | Temperature | Immersion Sensors | 79334 | 322.791 | 305
RGS03 TRA7 500.09 | Immersion sensor temperature 0..+600 °C – active TRV7 0..10 V ¦ TRA7 4..20 mA | Temperature | Immersion Sensors | 79341 | 326.116 | 305
AGS54+ without sensor | Outdoor sensor -35..+90 °C – passive | Temperature | Outdoor Sensors | 622776 | 15.029 | 306
AGS54+ PT100 | Outdoor sensor -35..+90 °C – passive | Temperature | Outdoor Sensors | 622837 | 20.349 | 306
AGS54+ PT100 1/3 DIN | Outdoor sensor -35..+90 °C – passive | Temperature | Outdoor Sensors | 622844 | 25.669 | 306
AGS54+ PT1000 | Outdoor sensor -35..+90 °C – passive | Temperature | Outdoor Sensors | 622851 | 23.275 | 306
AGS54+ PT1000 1/3 DIN | Outdoor sensor -35..+90 °C – passive | Temperature | Outdoor Sensors | 622783 | 27.664 | 306
AGS54+ Ni1000 | Outdoor sensor -35..+90 °C – passive | Temperature | Outdoor Sensors | 622806 | 22.876 | 306
AGS54+ Ni1000TK5000 | Outdoor sensor -35..+90 °C – passive | Temperature | Outdoor Sensors | 622813 | 27.664 | 306
AGS54+ NTC10k | Outdoor sensor -35..+90 °C – passive | Temperature | Outdoor Sensors | 622790 | 18.62 | 306
AGS54+ NTC10k Precon | Outdoor sensor -35..+90 °C – passive | Temperature | Outdoor Sensors | 622868 | 18.62 | 306
AGS54+ NTC5k | Outdoor sensor -35..+90 °C – passive | Temperature | Outdoor Sensors | 624275 | 18.62 | 306
AGS54+ NTC20k | Outdoor sensor -35..+90 °C – passive | Temperature | Outdoor Sensors | 622875 | 18.62 | 306
AGS54+ NTC1,8k | Outdoor sensor -35..+90 °C – passive | Temperature | Outdoor Sensors | 643825 | 18.62 | 306
AGS54+ LM235Z | Outdoor sensor -35..+90 °C – passive | Temperature | Outdoor Sensors | 622820 | 21.014 | 306
AGS54+ KTY81-110 | Outdoor sensor -35..+90 °C – passive | Temperature | Outdoor Sensors | 622899 | 15.694 | 306
AGS54+ KTY81-121 | Outdoor sensor -35..+90 °C – passive | Temperature | Outdoor Sensors | 622905 | 15.694 | 306
AGS54+ KTY81-122 | Outdoor sensor -35..+90 °C – passive | Temperature | Outdoor Sensors | 622912 | 15.694 | 306
AGS54+ KTY81-210 | Outdoor sensor -35..+90 °C – passive | Temperature | Outdoor Sensors | 622929 | 15.694 | 306
AGS55+ PT100 | Outdoor sensor -35..+90 °C – passive | Temperature | Outdoor Sensors | 622998 | 44.422 | 308
AGS55+ PT100 1/3 DIN | Outdoor sensor -35..+90 °C – passive | Temperature | Outdoor Sensors | 623001 | 49.742 | 308
AGS55+ PT1000 | Outdoor sensor -35..+90 °C – passive | Temperature | Outdoor Sensors | 623018 | 47.348 | 308
AGS55+ PT1000 1/3 DIN | Outdoor sensor -35..+90 °C – passive | Temperature | Outdoor Sensors | 622943 | 51.737 | 308
AGS55+ Ni1000 | Outdoor sensor -35..+90 °C – passive | Temperature | Outdoor Sensors | 622967 | 46.949 | 308
AGS55+ Ni1000TK5000 | Outdoor sensor -35..+90 °C – passive | Temperature | Outdoor Sensors | 622974 | 51.737 | 308
AGS55+ NTC10k | Outdoor sensor -35..+90 °C – passive | Temperature | Outdoor Sensors | 622950 | 42.693 | 308
AGS55+ NTC10k Precon | Outdoor sensor -35..+90 °C – passive | Temperature | Outdoor Sensors | 623025 | 42.693 | 308
AGS55+ NTC5k | Outdoor sensor -35..+90 °C – passive | Temperature | Outdoor Sensors | 624268 | 42.693 | 308
AGS55+ NTC20k | Outdoor sensor -35..+90 °C – passive | Temperature | Outdoor Sensors | 623032 | 42.693 | 308
AGS55+ NTC1,8k | Outdoor sensor -35..+90 °C – passive | Temperature | Outdoor Sensors | 645812 | 42.693 | 308
AGS55+ LM235Z | Outdoor sensor -35..+90 °C – passive | Temperature | Outdoor Sensors | 622981 | 45.087 | 308
AGS55+ KTY81-110 | Outdoor sensor -35..+90 °C – passive | Temperature | Outdoor Sensors | 623049 | 39.767 | 308
AGS55+ KTY81-121 | Outdoor sensor -35..+90 °C – passive | Temperature | Outdoor Sensors | 623056 | 39.767 | 308
AGS55+ KTY81-122 | Outdoor sensor -35..+90 °C – passive | Temperature | Outdoor Sensors | 623063 | 39.767 | 308
AGS55+ KTY81-210 | Outdoor sensor -35..+90 °C – passive | Temperature | Outdoor Sensors | 623070 | 39.767 | 308
AGS55+ TRV MultiRange | Outdoor sensor -35..+70 °C – active 0..10 V ¦ 4..20 mA | Temperature | Outdoor Sensors | 623087 | 102.809 | 308
AGS55+ TRA MultiRange | Outdoor sensor -35..+70 °C – active 0..10 V ¦ 4..20 mA | Temperature | Outdoor Sensors | 623094 | 102.809 | 308
AGS55+ TRV MultiRange relay | Outdoor sensor -35..+70 °C – active 0..10 V + relay | Temperature | Outdoor Sensors | 663069 | 156.142 | 308
AGS55+ LCD TRV MultiRange | Outdoor sensor -35..+70 °C – active 0..10 V ¦ 4..20 mA | Temperature | Outdoor Sensors | 658614 | 157.073 | 308
AGS55+ LCD TRA MultiRange | Outdoor sensor -35..+70 °C – active 0..10 V ¦ 4..20 mA | Temperature | Outdoor Sensors | 658621 | 157.073 | 308
AGS55+ LCD TRV MultiRange relay | Outdoor sensor -35..+70 °C – active 0..10 V + relay | Temperature | Outdoor Sensors | 663076 | 211.204 | 308
AGS55+ RS485 Modbus | Outdoor sensor -35..+70 °C – active RS485 Modbus | Temperature | Outdoor Sensors | 658584 | 143.773 | 308
AGS55+ LCD RS485 Modbus | Outdoor sensor -35..+70 °C – active RS485 Modbus | Temperature | Outdoor Sensors | 658607 | 198.569 | 308
AGS55+ RS485 BACnet (MS/TP) | Outdoor sensor -35..+70 °C – active RS485 BACnet | Temperature | Outdoor Sensors | 699686 | 143.773 | 308
AGS55+ LCD RS485 BACnet (MS/TP) | Outdoor sensor -35..+70 °C – active RS485 BACnet | Temperature | Outdoor Sensors | 699693 | 198.569 | 308
VFG54+ PT100 | Contact sensor -35..+90 °C – passive | Temperature | Contact Sensors | 620642 | 26.733 | 312
VFG54+ PT100 1/3 DIN | Contact sensor -35..+90 °C – passive | Temperature | Contact Sensors | 620659 | 32.053 | 312
VFG54+ PT1000 | Contact sensor -35..+90 °C – passive | Temperature | Contact Sensors | 620666 | 29.659 | 312
VFG54+ PT1000 1/3 DIN | Contact sensor -35..+90 °C – passive | Temperature | Contact Sensors | 620598 | 34.048 | 312
VFG54+ Ni1000 | Contact sensor -35..+90 °C – passive | Temperature | Contact Sensors | 620611 | 29.26 | 312
VFG54+ Ni1000TK5000 | Contact sensor -35..+90 °C – passive | Temperature | Contact Sensors | 620628 | 34.048 | 312
VFG54+ NTC10k | Contact sensor -35..+90 °C – passive | Temperature | Contact Sensors | 620604 | 25.004 | 312
VFG54+ NTC10k Precon | Contact sensor -35..+90 °C – passive | Temperature | Contact Sensors | 620673 | 25.004 | 312
VFG54+ NTC5k | Contact sensor -35..+90 °C – passive | Temperature | Contact Sensors | 624244 | 25.004 | 312
VFG54+ NTC20k | Contact sensor -35..+90 °C – passive | Temperature | Contact Sensors | 620680 | 25.004 | 312
VFG54+ NTC1,8k | Contact sensor -35..+90 °C – passive | Temperature | Contact Sensors | 643832 | 25.004 | 312
VFG54+ LM235Z | Contact sensor -35..+90 °C – passive | Temperature | Contact Sensors | 620635 | 28.462 | 312
VFG54+ KTY81-110 | Contact sensor -35..+90 °C – passive | Temperature | Contact Sensors | 620697 | 22.078 | 312
VFG54+ KTY81-121 | Contact sensor -35..+90 °C – passive | Temperature | Contact Sensors | 620703 | 22.078 | 312
VFG54+ KTY81-122 | Contact sensor -35..+90 °C – passive | Temperature | Contact Sensors | 620710 | 22.078 | 312
VFG54+ KTY81-210 | Contact sensor -35..+90 °C – passive | Temperature | Contact Sensors | 620727 | 22.078 | 312
VFG54+ TRV MultiRange | Contact sensors -35..+70 °C – active 0..10 V ¦ 4..20 mA | Temperature | Contact Sensors | 620741 | 97.888 | 312
VFG54+ TRA MultiRange | Contact sensors -35..+70 °C – active 0..10 V ¦ 4..20 mA | Temperature | Contact Sensors | 620758 | 97.888 | 312
VFG54+ TRV MultiRange relay | Contact sensors -35..+70 °C – active 0..10 V + relay | Temperature | Contact Sensors | 662994 | 155.211 | 312
VFG54+ LCD TRV MultiRange | Contact sensors with display -35..+70 °C – active 0..10 V ¦ 4..20 mA ¦ relay | Temperature | Contact Sensors | 663014 | 152.152 | 312
VFG54+ LCD TRA MultiRange | Contact sensors with display -35..+70 °C – active 0..10 V ¦ 4..20 mA ¦ relay | Temperature | Contact Sensors | 663021 | 152.152 | 312
VFG54+ LCD TRV MultiRange relay | Contact sensors with display -35..+70 °C – active 0..10 V ¦ 4..20 mA ¦ relay | Temperature | Contact Sensors | 663038 | 193.648 | 312
VFG54+ RS485 Modbus | Contact sensors -35..+70 °C – active RS485 Modbus | Temperature | Contact Sensors | 663045 | 155.211 | 312
VFG54+ LCD RS485 Modbus | Contact sensors -35..+70 °C – active RS485 Modbus | Temperature | Contact Sensors | 663052 | 226.233 | 312
VFG54+ RS485 BACnet (MS/TP) | Contact sensors -35..+70 °C – active RS485 BACnet | Temperature | Contact Sensors | 699709 | 155.211 | 312
VFG54+ LCD RS485 BACnet (MS/TP) | Contact sensors -35..+70 °C – active RS485 BACnet | Temperature | Contact Sensors | 699716 | 226.233 | 312
AF25 PT100 T100 L1000 | Contact sensor -35..+100 °C – passive | Temperature | Contact Sensors | 81610 | 17.556 | 316
AF25 PT100 1/3 DIN T100 L1000 | Contact sensor -35..+100 °C – passive | Temperature | Contact Sensors | 46411 | 22.876 | 316
AF25 PT1000 T100 L1000 | Contact sensor -35..+100 °C – passive | Temperature | Contact Sensors | 54263 | 20.482 | 316
AF25 PT1000 1/3 DIN T100 L1000 | Contact sensor -35..+100 °C – passive | Temperature | Contact Sensors | 54300 | 24.871 | 316
AF25 Ni1000 T100 L1000 | Contact sensor -35..+100 °C – passive | Temperature | Contact Sensors | 54348 | 20.083 | 316
AF25 Ni1000TK5000 T100 L1000 | Contact sensor -35..+100 °C – passive | Temperature | Contact Sensors | 54386 | 24.871 | 316
AF25 NTC10k T100 L1000 | Contact sensor -35..+100 °C – passive | Temperature | Contact Sensors | 92005 | 15.827 | 316
AF25 NTC10k Precon T100 L1000 | Contact sensor -35..+100 °C – passive | Temperature | Contact Sensors | 92043 | 15.827 | 316
AF25 NTC5k T100 L1000 | Contact sensor -35..+100 °C – passive | Temperature | Contact Sensors | 54461 | 15.827 | 316
AF25 NTC20k T100 L1000 | Contact sensor -35..+100 °C – passive | Temperature | Contact Sensors | 141994 | 15.827 | 316
AF25 NTC1,8k T100 L1000 | Contact sensor -35..+100 °C – passive | Temperature | Contact Sensors | 241687 | 15.827 | 316
AF25 LM235Z T100 L1000 | Contact sensor -35..+100 °C – passive | Temperature | Contact Sensors | 715270 | 18.221 | 316
AF25+ TRV MultiRange T135 L1000 | Contact sensors -50..+135 °C – active 0..10 V ¦ 4..20 mA | Temperature | Contact Sensors | 658751 | 96.691 | 318
AF25+ TRA MultiRange T135 L1000 | Contact sensors -50..+135 °C – active 0..10 V ¦ 4..20 mA | Temperature | Contact Sensors | 658768 | 96.691 | 318
PR25 PT100 T100 L1000 | Sensor for pipes and round surfaces -35..+100 °C – passive | Temperature | Contact Sensors | 81696 | 24.871 | 320
PR25 PT100 1/3 DIN T100 L1000 | Sensor for pipes and round surfaces -35..+100 °C – passive | Temperature | Contact Sensors | 94771 | 30.191 | 320
PR25 PT1000 T100 L1000 | Sensor for pipes and round surfaces -35..+100 °C – passive | Temperature | Contact Sensors | 94894 | 27.797 | 320
PR25 PT1000 1/3 DIN T100 L1000 | Sensor for pipes and round surfaces -35..+100 °C – passive | Temperature | Contact Sensors | 94931 | 32.186 | 320
PR25 Ni1000 T100 L1000 | Sensor for pipes and round surfaces -35..+100 °C – passive | Temperature | Contact Sensors | 94979 | 27.398 | 320
PR25 Ni1000TK5000 T100 L1000 | Sensor for pipes and round surfaces -35..+100 °C – passive | Temperature | Contact Sensors | 95686 | 32.186 | 320
PR25 NTC10k T100 L1000 | Sensor for pipes and round surfaces -35..+100 °C – passive | Temperature | Contact Sensors | 95808 | 23.142 | 320
PR25 NTC10k Precon T100 L1000 | Sensor for pipes and round surfaces -35..+100 °C – passive | Temperature | Contact Sensors | 95846 | 23.142 | 320
PR25 NTC5k T100 L1000 | Sensor for pipes and round surfaces -35..+100 °C – passive | Temperature | Contact Sensors | 95761 | 23.142 | 320
PR25 NTC20k T100 L1000 | Sensor for pipes and round surfaces -35..+100 °C – passive | Temperature | Contact Sensors | 362641 | 23.142 | 320
PR25 NTC1,8k T100 L1000 | Sensor for pipes and round surfaces -35..+100 °C – passive | Temperature | Contact Sensors | 287128 | 23.142 | 320
PR25 KTY81-110 T100 L1000 | Sensor for pipes and round surfaces -35..+100 °C – passive | Temperature | Contact Sensors | 95884 | 20.216 | 320
PR25 KTY81-121 T100 L1000 | Sensor for pipes and round surfaces -35..+100 °C – passive | Temperature | Contact Sensors | 95921 | 20.216 | 320
PR25 KTY81-210 T100 L1000 | Sensor for pipes and round surfaces -35..+100 °C – passive | Temperature | Contact Sensors | 96003 | 20.216 | 320
PR25 LM235Z T100 L1000 | Sensor for pipes and round surfaces -35..+100 °C – passive | Temperature | Contact Sensors | 96089 | 25.536 | 320
PR25+ TRV MultiRange T180 L1000 | Contact sensors -50..+180 °C – active 0..10 V ¦ 4..20 mA | Temperature | Contact Sensors | 658782 | 101.346 | 322
PR25+ TRA MultiRange T180 L1000 | Contact sensors -50..+180 °C – active 0..10 V ¦ 4..20 mA | Temperature | Contact Sensors | 658799 | 101.346 | 322
OF14 PT100 L1000 | Contact sensor -35..+70 °C – passive | Temperature | Contact Sensors | 132596 | 42.826 | 324
OF14 PT100 1/3 DIN L1000 | Contact sensor -35..+70 °C – passive | Temperature | Contact Sensors | 167307 | 48.146 | 324
OF14 PT1000 L1000 | Contact sensor -35..+70 °C – passive | Temperature | Contact Sensors | 114851 | 45.752 | 324
OF14 PT1000 1/3 DIN L1000 | Contact sensor -35..+70 °C – passive | Temperature | Contact Sensors | 219303 | 50.141 | 324
OF14 Ni1000 L1000 | Contact sensor -35..+70 °C – passive | Temperature | Contact Sensors | 113922 | 45.353 | 324
OF14 Ni1000TK5000 L1000 | Contact sensor -35..+70 °C – passive | Temperature | Contact Sensors | 141864 | 50.141 | 324
OF14 NTC10k L1000 | Contact sensor -35..+70 °C – passive | Temperature | Contact Sensors | 190367 | 41.097 | 324
OF14 NTC10k Precon L1000 | Contact sensor -35..+70 °C – passive | Temperature | Contact Sensors | 165006 | 41.097 | 324
OF14 NTC5k L1000 | Contact sensor -35..+70 °C – passive | Temperature | Contact Sensors | 351263 | 41.097 | 324
OF14 NTC20k L1000 | Contact sensor -35..+70 °C – passive | Temperature | Contact Sensors | 147736 | 41.097 | 324
OF14 NTC1,8k L1000 | Contact sensor -35..+70 °C – passive | Temperature | Contact Sensors | 356541 | 41.097 | 324
OF14 LM235Z L1000 | Contact sensor -35..+70 °C – passive | Temperature | Contact Sensors | 216760 | 43.491 | 324
OF14+ TRV3 L1000 | Contact sensors 0..+50 °C – active 0..10 V ¦ 4..20 mA | Temperature | Contact Sensors | 658812 | 120.232 | 326
OF14+ TRA3 L1000 | Contact sensors 0..+50 °C – active 0..10 V ¦ 4..20 mA | Temperature | Contact Sensors | 658836 | 120.232 | 326
TF14 PT100 T100 050.04 L1000 | Cable sensors -35..+100 °C – PT100 | Temperature | Cable Sensors | 64347 | 16.758 | 328
TF14 PT100 T100 100.04 L1000 | Cable sensors -35..+100 °C – PT100 | Temperature | Cable Sensors | 57554 | 18.221 | 328
TF14 PT100 T100 150.04 L1000 | Cable sensors -35..+100 °C – PT100 | Temperature | Cable Sensors | 57561 | 18.753 | 328
TF14 PT100 1/3 DIN T100 050.04 L1000 | Cable sensors -35..+100 °C PT100 1/3 DIN | Temperature | Cable Sensors | 69106 | 22.078 | 328
TF14 PT100 1/3 DIN T100 100.04 L1000 | Cable sensors -35..+100 °C PT100 1/3 DIN | Temperature | Cable Sensors | 69113 | 23.541 | 328
TF14 PT100 1/3 DIN T100 150.04 L1000 | Cable sensors -35..+100 °C PT100 1/3 DIN | Temperature | Cable Sensors | 69120 | 24.073 | 328
TF14 PT1000 T100 050.04 L1000 | Cable sensors -35..+100 °C – PT1000 | Temperature | Cable Sensors | 69267 | 19.684 | 328
TF14 PT1000 T100 100.04 L1000 | Cable sensors -35..+100 °C – PT1000 | Temperature | Cable Sensors | 69274 | 21.147 | 328
TF14 PT1000 T100 150.04 L1000 | Cable sensors -35..+100 °C – PT1000 | Temperature | Cable Sensors | 69281 | 21.679 | 328
TF14 PT1000 1/3 DIN T100 050.04 L1000 | Cable sensors -35..+100 °C – PT1000 1/3 DIN | Temperature | Cable Sensors | 69427 | 24.073 | 328
TF14 PT1000 1/3 DIN T100 100.04 L1000 | Cable sensors -35..+100 °C – PT1000 1/3 DIN | Temperature | Cable Sensors | 69434 | 25.536 | 328
TF14 PT1000 1/3 DIN T100 150.04 L1000 | Cable sensors -35..+100 °C – PT1000 1/3 DIN | Temperature | Cable Sensors | 69441 | 26.068 | 328
TF14 Ni1000 T100 050.04 L1000 | Cable sensors -35..+100 °C – Ni1000 | Temperature | Cable Sensors | 73080 | 19.285 | 328
TF14 Ni1000 T100 100.04 L1000 | Cable sensors -35..+100 °C – Ni1000 | Temperature | Cable Sensors | 73097 | 20.748 | 328
TF14 Ni1000 T100 150.04 L1000 | Cable sensors -35..+100 °C – Ni1000 | Temperature | Cable Sensors | 73103 | 21.28 | 328
TF14 Ni1000TK5000 T100 050.04 L1000 | Cable sensors -35..+100 °C – Ni1000TK5000 | Temperature | Cable Sensors | 73240 | 24.073 | 328
TF14 Ni1000TK5000 T100 100.04 L1000 | Cable sensors -35..+100 °C – Ni1000TK5000 | Temperature | Cable Sensors | 73257 | 25.536 | 328
TF14 Ni1000TK5000 T100 150.04 L1000 | Cable sensors -35..+100 °C – Ni1000TK5000 | Temperature | Cable Sensors | 73264 | 26.068 | 328
TF14 NTC10k T100 050.04 L1000 | Cable sensors -35..+100 °C – NTC10k | Temperature | Cable Sensors | 73844 | 15.029 | 328
TF14 NTC10k T100 100.04 L1000 | Cable sensors -35..+100 °C – NTC10k | Temperature | Cable Sensors | 73851 | 16.492 | 328
TF14 NTC10k T100 150.04 L1000 | Cable sensors -35..+100 °C – NTC10k | Temperature | Cable Sensors | 73868 | 17.024 | 328
TF14 NTC10k Precon T100 050.04 L1000 | Cable sensors -35..+100 °C – NTC10k Precon | Temperature | Cable Sensors | 77002 | 15.029 | 328
TF14 NTC10k Precon T100 100.04 L1000 | Cable sensors -35..+100 °C – NTC10k Precon | Temperature | Cable Sensors | 77019 | 16.492 | 328
TF14 NTC10k Precon T100 150.04 L1000 | Cable sensors -35..+100 °C – NTC10k Precon | Temperature | Cable Sensors | 77026 | 17.024 | 328
TF14 NTC5k T100 050.04 L1000 | Cable sensors -35..+100 °C – NTC5k | Temperature | Cable Sensors | 73806 | 15.029 | 328
TF14 NTC5k T100 100.04 L1000 | Cable sensors -35..+100 °C – NTC5k | Temperature | Cable Sensors | 73813 | 16.492 | 328
TF14 NTC5k T100 150.04 L1000 | Cable sensors -35..+100 °C – NTC5k | Temperature | Cable Sensors | 73820 | 17.024 | 328
TF14 NTC20k T100 050.04 L1000 | Cable sensors -35..+100 °C – NTC20k | Temperature | Cable Sensors | 73899 | 15.029 | 328
TF14 NTC20k T100 100.04 L1000 | Cable sensors -35..+100 °C – NTC20k | Temperature | Cable Sensors | 73905 | 16.492 | 328
TF14 NTC20k T100 150.04 L1000 | Cable sensors -35..+100 °C – NTC20k | Temperature | Cable Sensors | 73912 | 17.024 | 328
TF14 NTC1,8k T100 050.04 L1000 | Cable sensors -35..+100 °C – NTC1,8k | Temperature | Cable Sensors | 270687 | 15.029 | 328
TF14 NTC1,8k T100 100.04 L1000 | Cable sensors -35..+100 °C – NTC1,8k | Temperature | Cable Sensors | 355797 | 16.492 | 328
TF14 NTC1,8k T100 150.04 L1000 | Cable sensors -35..+100 °C – NTC1,8k | Temperature | Cable Sensors | 233293 | 17.024 | 328
TF14 PT100 T180 050.04 L1000 | Cable sensors -50..+180 °C – PT100 | Temperature | Cable Sensors | 64354 | 23.142 | 328
TF14 PT100 T180 100.04 L1000 | Cable sensors -50..+180 °C – PT100 | Temperature | Cable Sensors | 78009 | 24.605 | 328
TF14 PT100 T180 150.04 L1000 | Cable sensors -50..+180 °C – PT100 | Temperature | Cable Sensors | 78016 | 25.004 | 328
TF14 PT100 1/3 DIN T180 050.04 L1000 | Cable sensors -50..+180 °C – PT100 1/3 DIN | Temperature | Cable Sensors | 78207 | 28.462 | 328
TF14 PT100 1/3 DIN T180 100.04 L1000 | Cable sensors -50..+180 °C – PT100 1/3 DIN | Temperature | Cable Sensors | 78214 | 29.925 | 328
TF14 PT100 1/3 DIN T180 150.04 L1000 | Cable sensors -50..+180 °C – PT100 1/3 DIN | Temperature | Cable Sensors | 78221 | 30.324 | 328
TF14 PT1000 T180 050.04 L1000 | Cable sensors -50..+180 °C – PT1000 | Temperature | Cable Sensors | 78405 | 26.068 | 328
TF14 PT1000 T180 100.04 L1000 | Cable sensors -50..+180 °C – PT1000 | Temperature | Cable Sensors | 78443 | 27.531 | 328
TF14 PT1000 T180 150.04 L1000 | Cable sensors -50..+180 °C – PT1000 | Temperature | Cable Sensors | 78481 | 27.93 | 328
TF14 PT1000 1/3 DIN T180 050.04 L1000 | Cable sensors -50..+180 °C – PT1000 1/3 DIN | Temperature | Cable Sensors | 78603 | 30.457 | 328
TF14 PT1000 1/3 DIN T180 100.04 L1000 | Cable sensors -50..+180 °C – PT1000 1/3 DIN | Temperature | Cable Sensors | 78641 | 31.92 | 328
TF14 PT1000 1/3 DIN T180 150.04 L1000 | Cable sensors -50..+180 °C – PT1000 1/3 DIN | Temperature | Cable Sensors | 78689 | 32.319 | 328
TF14 Ni1000 T180 050.04 L1000 | Cable sensors -50..+180 °C – Ni1000 | Temperature | Cable Sensors | 78795 | 25.669 | 328
TF14 Ni1000 T180 100.04 L1000 | Cable sensors -50..+180 °C – Ni1000 | Temperature | Cable Sensors | 78832 | 27.132 | 328
TF14 Ni1000 T180 150.04 L1000 | Cable sensors -50..+180 °C – Ni1000 | Temperature | Cable Sensors | 78870 | 27.531 | 328
TF14 Ni1000TK5000 T180 050.04 L1000 | Cable sensors -50..+180 °C – Ni1000TK5000 | Temperature | Cable Sensors | 78993 | 30.457 | 328
TF14 Ni1000TK5000 T180 100.04 L1000 | Cable sensors -50..+180 °C – Ni1000TK5000 | Temperature | Cable Sensors | 79037 | 31.92 | 328
TF14 Ni1000TK5000 T180 150.04 L1000 | Cable sensors -50..+180 °C – Ni1000TK5000 | Temperature | Cable Sensors | 79075 | 32.319 | 328
TF14 NTC10k T150 050.04 L1000 | Cable sensors -50..+150 °C – NTC10k | Temperature | Cable Sensors | 80408 | 21.413 | 328
TF14 NTC10k T150 100.04 L1000 | Cable sensors -50..+150 °C – NTC10k | Temperature | Cable Sensors | 81443 | 22.876 | 328
TF14 NTC10k T150 150.04 L1000 | Cable sensors -50..+150 °C – NTC10k | Temperature | Cable Sensors | 80484 | 23.275 | 328
TF14 NTC10k Precon T150 050.04 L1000 | Cable sensors -50..+150 °C – NTC10k Precon | Temperature | Cable Sensors | 76807 | 21.413 | 328
TF14 NTC10k Precon T150 100.04 L1000 | Cable sensors -50..+150 °C – NTC10k Precon | Temperature | Cable Sensors | 76845 | 22.876 | 328
TF14 NTC10k Precon T150 150.04 L1000 | Cable sensors -50..+150 °C – NTC10k Precon | Temperature | Cable Sensors | 76883 | 23.275 | 328
TF14 NTC5k T150 050.04 L1000 | Cable sensors -50..+150 °C – NTC5k | Temperature | Cable Sensors | 80200 | 21.413 | 328
TF14 NTC5k T150 100.04 L1000 | Cable sensors -50..+150 °C – NTC5k | Temperature | Cable Sensors | 80248 | 22.876 | 328
TF14 NTC5k T150 150.04 L1000 | Cable sensors -50..+150 °C – NTC5k | Temperature | Cable Sensors | 76975 | 23.275 | 328
TF14 NTC20k T150 050.04 L1000 | Cable sensors -50..+150 °C – NTC20k | Temperature | Cable Sensors | 80606 | 21.413 | 328
TF14 NTC20k T150 100.04 L1000 | Cable sensors -50..+150 °C – NTC20k | Temperature | Cable Sensors | 80644 | 22.876 | 328
TF14 NTC20k T150 150.04 L1000 | Cable sensors -50..+150 °C – NTC20k | Temperature | Cable Sensors | 80682 | 23.275 | 328
TF14 NTC1,8k T150 050.04 L1000 | Cable sensors -50..+150 °C – NTC1,8k | Temperature | Cable Sensors | 256131 | 21.413 | 328
TF14 NTC1,8k T150 100.04 L1000 | Cable sensors -50..+150 °C – NTC1,8k | Temperature | Cable Sensors | 352307 | 22.876 | 328
TF14 NTC1,8k T150 150.04 L1000 | Cable sensors -50..+150 °C – NTC1,8k | Temperature | Cable Sensors | 352291 | 23.275 | 328
TF14 PT100 T250 050.04 L1000 | Cable sensors -80..+250 °C – PT100 | Temperature | Cable Sensors | 95563 | 26.733 | 328
TF14 PT100 T250 100.04 L1000 | Cable sensors -80..+250 °C – PT100 | Temperature | Cable Sensors | 96126 | 27.664 | 328
TF14 PT100 T250 150.04 L1000 | Cable sensors -80..+250 °C – PT100 | Temperature | Cable Sensors | 96195 | 28.063 | 328
TF14 PT100 1/3 DIN T250 050.04 L1000 | Cable sensors -80..+250 °C – PT100 1/3 DIN | Temperature | Cable Sensors | 96775 | 32.053 | 328
TF14 PT100 1/3 DIN T250 100.04 L1000 | Cable sensors -80..+250 °C – PT100 1/3 DIN | Temperature | Cable Sensors | 96805 | 32.984 | 328
TF14 PT100 1/3 DIN T250 150.04 L1000 | Cable sensors -80..+250 °C – PT100 1/3 DIN | Temperature | Cable Sensors | 96843 | 33.383 | 328
TF14 PT1000 T250 050.04 L1000 | Cable sensors -80..+250 °C – PT1000 | Temperature | Cable Sensors | 97185 | 29.659 | 328
TF14 PT1000 T250 100.04 L1000 | Cable sensors -80..+250 °C – PT1000 | Temperature | Cable Sensors | 97239 | 30.59 | 328
TF14 PT1000 T250 150.04 L1000 | Cable sensors -80..+250 °C – PT1000 | Temperature | Cable Sensors | 91510 | 30.989 | 328
TF14 PT1000 1/3 DIN T250 050.04 L1000 | Cable sensors -80..+250 °C – PT1000 1/3 DIN | Temperature | Cable Sensors | 91633 | 34.048 | 328
TF14 PT1000 1/3 DIN T250 100.04 L1000 | Cable sensors -80..+250 °C – PT1000 1/3 DIN | Temperature | Cable Sensors | 91671 | 34.979 | 328
TF14 PT1000 1/3 DIN T250 150.04 L1000 | Cable sensors -80..+250 °C – PT1000 1/3 DIN | Temperature | Cable Sensors | 91718 | 35.378 | 328
TF14 Ni1000 T250 050.04 L1000 | Cable sensors -80..+250 °C – Ni1000 | Temperature | Cable Sensors | 91831 | 29.26 | 328
TF14 Ni1000 T250 100.04 L1000 | Cable sensors -80..+250 °C – Ni1000 | Temperature | Cable Sensors | 91879 | 30.191 | 328
TF14 Ni1000 T250 150.04 L1000 | Cable sensors -80..+250 °C – Ni1000 | Temperature | Cable Sensors | 91916 | 30.59 | 328
TF14 Ni1000TK5000 T250 050.04 L1000 | Cable sensors -80..+250 °C – Ni1000TK5000 | Temperature | Cable Sensors | 97338 | 34.048 | 328
TF14 Ni1000TK5000 T250 100.04 L1000 | Cable sensors -80..+250 °C – Ni1000TK5000 | Temperature | Cable Sensors | 97376 | 34.979 | 328
TF14 Ni1000TK5000 T250 150.04 L1000 | Cable sensors -80..+250 °C – Ni1000TK5000 | Temperature | Cable Sensors | 97413 | 35.378 | 328
TF14+ TRV MultiRange T180 050.04 L1000 | Cable sensors -50..+180 °C – active TRV 0..10 V | Temperature | Cable Sensors | 658850 | 93.765 | 332
TF14+ TRV MultiRange T180 100.04 L1000 | Cable sensors -50..+180 °C – active TRV 0..10 V | Temperature | Cable Sensors | 658867 | 95.76 | 332
TF14+ TRV MultiRange T180 150.04 L1000 | Cable sensors -50..+180 °C – active TRV 0..10 V | Temperature | Cable Sensors | 658874 | 96.292 | 332
TF14+ TRA MultiRange T180 050.04 L1000 | Cable sensors -50..+180 °C – active TRA 4..20 mA | Temperature | Cable Sensors | 658881 | 93.765 | 332
TF14+ TRA MultiRange T180 100.04 L1000 | Cable sensors -50..+180 °C – active TRA 4..20 mA | Temperature | Cable Sensors | 658898 | 95.76 | 332
TF14+ TRA MultiRange T180 150.04 L1000 | Cable sensors -50..+180 °C – active TRA 4..20 mA | Temperature | Cable Sensors | 658904 | 96.292 | 332
TF25 PT100 T100 050.06 L1000 | Cable sensors -35..+100 °C – PT100 | Temperature | Cable Sensors | 35019 | 16.226 | 334
TF25 PT100 T100 100.06 L1000 | Cable sensors -35..+100 °C – PT100 | Temperature | Cable Sensors | 35026 | 18.088 | 334
TF25 PT100 T100 150.06 L1000 | Cable sensors -35..+100 °C – PT100 | Temperature | Cable Sensors | 35033 | 18.62 | 334
TF25 PT100 1/3 DIN T100 050.06 L1000 | Cable sensors -35..+100 °C PT100 1/3 DIN | Temperature | Cable Sensors | 25799 | 21.546 | 334
TF25 PT100 1/3 DIN T100 100.06 L1000 | Cable sensors -35..+100 °C PT100 1/3 DIN | Temperature | Cable Sensors | 35255 | 23.408 | 334
TF25 PT100 1/3 DIN T100 150.06 L1000 | Cable sensors -35..+100 °C PT100 1/3 DIN | Temperature | Cable Sensors | 35262 | 23.94 | 334
TF25 PT1000 T100 050.06 L1000 | Cable sensors -35..+100 °C – PT1000 | Temperature | Cable Sensors | 35484 | 19.152 | 334
TF25 PT1000 T100 100.06 L1000 | Cable sensors -35..+100 °C – PT1000 | Temperature | Cable Sensors | 35491 | 21.014 | 334
TF25 PT1000 T100 150.06 L1000 | Cable sensors -35..+100 °C – PT1000 | Temperature | Cable Sensors | 35507 | 21.546 | 334
TF25 PT1000 1/3 DIN T100 050.06 L1000 | Cable sensors -35..+100 °C – PT1000 1/3 DIN | Temperature | Cable Sensors | 35729 | 23.541 | 334
TF25 PT1000 1/3 DIN T100 100.06 L1000 | Cable sensors -35..+100 °C – PT1000 1/3 DIN | Temperature | Cable Sensors | 35736 | 25.403 | 334
TF25 PT1000 1/3 DIN T100 150.06 L1000 | Cable sensors -35..+100 °C – PT1000 1/3 DIN | Temperature | Cable Sensors | 35743 | 25.935 | 334
TF25 Ni1000 T100 050.06 L1000 | Cable sensors -35..+100 °C – Ni1000 | Temperature | Cable Sensors | 26116 | 18.753 | 334
TF25 Ni1000 T100 100.06 L1000 | Cable sensors -35..+100 °C – Ni1000 | Temperature | Cable Sensors | 26154 | 20.615 | 334
TF25 Ni1000 T100 150.06 L1000 | Cable sensors -35..+100 °C – Ni1000 | Temperature | Cable Sensors | 26192 | 21.147 | 334
TF25 Ni1000TK5000 T100 050.06 L1000 | Cable sensors -35..+100 °C – Ni1000TK5000 | Temperature | Cable Sensors | 26352 | 23.541 | 334
TF25 Ni1000TK5000 T100 100.06 L1000 | Cable sensors -35..+100 °C – Ni1000TK5000 | Temperature | Cable Sensors | 26390 | 25.403 | 334
TF25 Ni1000TK5000 T100 150.06 L1000 | Cable sensors -35..+100 °C – Ni1000TK5000 | Temperature | Cable Sensors | 388238 | 25.935 | 334
TF25 NTC10k T100 050.06 L1000 | Cable sensors -35..+100 °C – NTC10k | Temperature | Cable Sensors | 41539 | 14.497 | 334
TF25 NTC10k T100 100.06 L1000 | Cable sensors -35..+100 °C – NTC10k | Temperature | Cable Sensors | 41812 | 16.359 | 334
TF25 NTC10k T100 150.06 L1000 | Cable sensors -35..+100 °C – NTC10k | Temperature | Cable Sensors | 40723 | 16.891 | 334
TF25 NTC10k Precon T100 050.06 L1000 | Cable sensors -35..+100 °C – NTC10k Precon | Temperature | Cable Sensors | 41300 | 14.497 | 334
TF25 NTC10k Precon T100 100.06 L1000 | Cable sensors -35..+100 °C – NTC10k Precon | Temperature | Cable Sensors | 41348 | 16.359 | 334
TF25 NTC10k Precon T100 150.06 L1000 | Cable sensors -35..+100 °C – NTC10k Precon | Temperature | Cable Sensors | 41386 | 16.891 | 334
TF25 NTC5k T100 050.06 L1000 | Cable sensors -35..+100 °C – NTC5k | Temperature | Cable Sensors | 41522 | 14.497 | 334
TF25 NTC5k T100 100.06 L1000 | Cable sensors -35..+100 °C – NTC5k | Temperature | Cable Sensors | 41805 | 16.359 | 334
TF25 NTC5k T100 150.06 L1000 | Cable sensors -35..+100 °C – NTC5k | Temperature | Cable Sensors | 40716 | 16.891 | 334
TF25 NTC20k T100 050.06 L1000 | Cable sensors -35..+100 °C – NTC20k | Temperature | Cable Sensors | 41546 | 14.497 | 334
TF25 NTC20k T100 100.06 L1000 | Cable sensors -35..+100 °C – NTC20k | Temperature | Cable Sensors | 41829 | 16.359 | 334
TF25 NTC20k T100 150.06 L1000 | Cable sensors -35..+100 °C – NTC20k | Temperature | Cable Sensors | 40730 | 16.891 | 334
TF25 NTC1,8k T100 050.06 L1000 | Cable sensors -35..+100 °C – NTC1,8k | Temperature | Cable Sensors | 233309 | 14.497 | 334
TF25 NTC1,8k T100 100.06 L1000 | Cable sensors -35..+100 °C – NTC1,8k | Temperature | Cable Sensors | 258272 | 16.359 | 334
TF25 NTC1,8k T100 150.06 L1000 | Cable sensors -35..+100 °C – NTC1,8k | Temperature | Cable Sensors | 319201 | 16.891 | 334
TF25 LM235Z T100 050.06 L1000 | Cable sensors -35..+100 °C – LM235Z | Temperature | Cable Sensors | 43786 | 17.955 | 334
TF25 LM235Z T100 100.06 L1000 | Cable sensors -35..+100 °C – LM235Z | Temperature | Cable Sensors | 43823 | 19.817 | 334
TF25 LM235Z T100 150.06 L1000 | Cable sensors -35..+100 °C – LM235Z | Temperature | Cable Sensors | 43861 | 20.349 | 334
TF25 KTY81-110 T100 050.06 L1000 | Cable sensors -35..+100 °C – KTY81-110 | Temperature | Cable Sensors | 42819 | 11.438 | 334
TF25 KTY81-110 T100 100.06 L1000 | Cable sensors -35..+100 °C – KTY81-110 | Temperature | Cable Sensors | 42857 | 13.433 | 334
TF25 KTY81-110 T100 150.06 L1000 | Cable sensors -35..+100 °C – KTY81-110 | Temperature | Cable Sensors | 42895 | 13.832 | 334
TF25 KTY81-121 T100 050.06 L1000 | Cable sensors -35..+100 °C – KTY81-121 | Temperature | Cable Sensors | 42826 | 11.438 | 334
TF25 KTY81-121 T100 100.06 L1000 | Cable sensors -35..+100 °C – KTY81-121 | Temperature | Cable Sensors | 42864 | 13.433 | 334
TF25 KTY81-121 T100 150.06 L1000 | Cable sensors -35..+100 °C – KTY81-121 | Temperature | Cable Sensors | 42901 | 13.832 | 334
TF25 KTY81-122 T100 050.06 L1000 | Cable sensors -35..+100 °C – KTY81-122 | Temperature | Cable Sensors | 42833 | 11.438 | 334
TF25 KTY81-122 T100 100.06 L1000 | Cable sensors -35..+100 °C – KTY81-122 | Temperature | Cable Sensors | 42871 | 13.433 | 334
TF25 KTY81-122 T100 150.06 L1000 | Cable sensors -35..+100 °C – KTY81-122 | Temperature | Cable Sensors | 42918 | 13.832 | 334
TF25 KTY81-210 T100 050.06 L1000 | Cable sensors -35..+100 °C – KTY81-210 | Temperature | Cable Sensors | 42840 | 11.438 | 334
TF25 KTY81-210 T100 100.06 L1000 | Cable sensors -35..+100 °C – KTY81-210 | Temperature | Cable Sensors | 42888 | 13.433 | 334
TF25 KTY81-210 T100 150.06 L1000 | Cable sensors -35..+100 °C – KTY81-210 | Temperature | Cable Sensors | 42925 | 13.832 | 334
TF25 PT100 T180 050.06 L1000 | Cable sensors -50..+180 °C – PT100 | Temperature | Cable Sensors | 52771 | 21.28 | 334
TF25 PT100 T180 100.06 L1000 | Cable sensors -50..+180 °C – PT100 | Temperature | Cable Sensors | 52788 | 23.142 | 334
TF25 PT100 T180 150.06 L1000 | Cable sensors -50..+180 °C – PT100 | Temperature | Cable Sensors | 52795 | 23.541 | 334
TF25 PT100 1/3 DIN T180 050.06 L1000 | Cable sensors -50..+180 °C – PT100 1/3 DIN | Temperature | Cable Sensors | 57493 | 26.6 | 334
TF25 PT100 1/3 DIN T180 100.06 L1000 | Cable sensors -50..+180 °C – PT100 1/3 DIN | Temperature | Cable Sensors | 57509 | 28.462 | 334
TF25 PT100 1/3 DIN T180 150.06 L1000 | Cable sensors -50..+180 °C – PT100 1/3 DIN | Temperature | Cable Sensors | 57516 | 28.861 | 334
TF25 PT1000 T180 050.06 L1000 | Cable sensors -50..+180 °C – PT1000 | Temperature | Cable Sensors | 58247 | 24.206 | 334
TF25 PT1000 T180 100.06 L1000 | Cable sensors -50..+180 °C – PT1000 | Temperature | Cable Sensors | 58254 | 26.068 | 334
TF25 PT1000 T180 150.06 L1000 | Cable sensors -50..+180 °C – PT1000 | Temperature | Cable Sensors | 58261 | 26.467 | 334
TF25 PT1000 1/3 DIN T180 050.06 L1000 | Cable sensors -50..+180 °C – PT1000 1/3 DIN | Temperature | Cable Sensors | 58483 | 28.595 | 334
TF25 PT1000 1/3 DIN T180 100.06 L1000 | Cable sensors -50..+180 °C – PT1000 1/3 DIN | Temperature | Cable Sensors | 58490 | 30.457 | 334
TF25 PT1000 1/3 DIN T180 150.06 L1000 | Cable sensors -50..+180 °C – PT1000 1/3 DIN | Temperature | Cable Sensors | 58506 | 30.856 | 334
TF25 Ni1000 T180 050.06 L1000 | Cable sensors -50..+180 °C – Ni1000 | Temperature | Cable Sensors | 58728 | 23.807 | 334
TF25 Ni1000 T180 100.06 L1000 | Cable sensors -50..+180 °C – Ni1000 | Temperature | Cable Sensors | 58735 | 25.669 | 334
TF25 Ni1000 T180 150.06 L1000 | Cable sensors -50..+180 °C – Ni1000 | Temperature | Cable Sensors | 58742 | 26.068 | 334
TF25 Ni1000TK5000 T180 050.06 L1000 | Cable sensors -50..+180 °C – Ni1000TK5000 | Temperature | Cable Sensors | 58964 | 28.595 | 334
TF25 Ni1000TK5000 T180 100.06 L1000 | Cable sensors -50..+180 °C – Ni1000TK5000 | Temperature | Cable Sensors | 58971 | 30.457 | 334
TF25 Ni1000TK5000 T180 150.06 L1000 | Cable sensors -50..+180 °C – Ni1000TK5000 | Temperature | Cable Sensors | 58988 | 30.856 | 334
TF25 NTC10k T150 050.06 L1000 | Cable sensors -50..+150 °C – NTC10k | Temperature | Cable Sensors | 59466 | 19.551 | 334
TF25 NTC10k T150 100.06 L1000 | Cable sensors -50..+150 °C – NTC10k | Temperature | Cable Sensors | 59473 | 21.413 | 334
TF25 NTC10k T150 150.06 L1000 | Cable sensors -50..+150 °C – NTC10k | Temperature | Cable Sensors | 59480 | 21.812 | 334
TF25 NTC10k Precon T150 050.06 L1000 | Cable sensors -50..+150 °C – NTC10k Precon | Temperature | Cable Sensors | 59718 | 19.551 | 334
TF25 NTC10k Precon T150 100.06 L1000 | Cable sensors -50..+150 °C – NTC10k Precon | Temperature | Cable Sensors | 59725 | 21.413 | 334
TF25 NTC10k Precon T150 150.06 L1000 | Cable sensors -50..+150 °C – NTC10k Precon | Temperature | Cable Sensors | 59732 | 21.812 | 334
TF25 NTC5k T150 050.06 L1000 | Cable sensors -50..+150 °C – NTC5k | Temperature | Cable Sensors | 59404 | 19.551 | 334
TF25 NTC5k T150 100.06 L1000 | Cable sensors -50..+150 °C – NTC5k | Temperature | Cable Sensors | 59411 | 21.413 | 334
TF25 NTC5k T150 150.06 L1000 | Cable sensors -50..+150 °C – NTC5k | Temperature | Cable Sensors | 59428 | 21.812 | 334
TF25 NTC20k T150 050.06 L1000 | Cable sensors -50..+150 °C – NTC20k | Temperature | Cable Sensors | 59527 | 19.551 | 334
TF25 NTC20k T150 100.06 L1000 | Cable sensors -50..+150 °C – NTC20k | Temperature | Cable Sensors | 59534 | 21.413 | 334
TF25 NTC20k T150 150.06 L1000 | Cable sensors -50..+150 °C – NTC20k | Temperature | Cable Sensors | 59541 | 21.812 | 334
TF25 NTC1,8k T150 050.06 L1000 | Cable sensors -50..+150 °C – NTC1,8k | Temperature | Cable Sensors | 259484 | 19.551 | 334
TF25 NTC1,8k T150 100.06 L1000 | Cable sensors -50..+150 °C – NTC1,8k | Temperature | Cable Sensors | 282611 | 21.413 | 334
TF25 NTC1,8k T150 150.06 L1000 | Cable sensors -50..+150 °C – NTC1,8k | Temperature | Cable Sensors | 388252 | 21.812 | 334
TF25 KTY81-110 T150 050.06 L1000 | Cable sensors -50..+150 °C – KTY81-110 | Temperature | Cable Sensors | 68031 | 16.625 | 334
TF25 KTY81-110 T150 100.06 L1000 | Cable sensors -50..+150 °C – KTY81-110 | Temperature | Cable Sensors | 68048 | 18.62 | 334
TF25 KTY81-110 T150 150.06 L1000 | Cable sensors -50..+150 °C – KTY81-110 | Temperature | Cable Sensors | 68055 | 19.019 | 334
TF25 KTY81-121 T150 050.06 L1000 | Cable sensors -50..+150 °C – KTY81-121 | Temperature | Cable Sensors | 68093 | 16.625 | 334
TF25 KTY81-121 T150 100.06 L1000 | Cable sensors -50..+150 °C – KTY81-121 | Temperature | Cable Sensors | 68109 | 18.62 | 334
TF25 KTY81-121 T150 150.06 L1000 | Cable sensors -50..+150 °C – KTY81-121 | Temperature | Cable Sensors | 68116 | 19.019 | 334
TF25 KTY81-122 T150 050.06 L1000 | Cable sensors -50..+150 °C – KTY81-122 | Temperature | Cable Sensors | 68154 | 16.625 | 334
TF25 KTY81-122 T150 100.06 L1000 | Cable sensors -50..+150 °C – KTY81-122 | Temperature | Cable Sensors | 68161 | 18.62 | 334
TF25 KTY81-122 T150 150.06 L1000 | Cable sensors -50..+150 °C – KTY81-122 | Temperature | Cable Sensors | 68178 | 19.019 | 334
TF25 KTY81-210 T150 050.06 L1000 | Cable sensors -50..+150 °C – KTY81-210 | Temperature | Cable Sensors | 68215 | 16.625 | 334
TF25 KTY81-210 T150 100.06 L1000 | Cable sensors -50..+150 °C – KTY81-210 | Temperature | Cable Sensors | 68222 | 18.62 | 334
TF25 KTY81-210 T150 150.06 L1000 | Cable sensors -50..+150 °C – KTY81-210 | Temperature | Cable Sensors | 68239 | 19.019 | 334
TF25 LM235Z T125 050.06 L1000 | Cable sensors -50..+125 °C – LM235Z | Temperature | Cable Sensors | 143042 | 21.945 | 334
TF25 LM235Z T125 100.06 L1000 | Cable sensors -50..+125 °C – LM235Z | Temperature | Cable Sensors | 141024 | 23.807 | 334
TF25 LM235Z T125 150.06 L1000 | Cable sensors -50..+125 °C – LM235Z | Temperature | Cable Sensors | 387521 | 24.206 | 334
TF25 PT100 T250 050.06 L1000 | Cable sensors -50..+250 °C – PT100 | Temperature | Cable Sensors | 167406 | 26.733 | 334
TF25 PT100 T250 100.06 L1000 | Cable sensors -50..+250 °C – PT100 | Temperature | Cable Sensors | 209731 | 27.664 | 334
TF25 PT100 T250 150.06 L1000 | Cable sensors -50..+250 °C – PT100 | Temperature | Cable Sensors | 205658 | 28.063 | 334
TF25 PT100 1/3 DIN T250 050.06 L1000 | Cable sensors -50..+250 °C – PT100 1/3 DIN | Temperature | Cable Sensors | 195478 | 32.053 | 334
TF25 PT100 1/3 DIN T250 100.06 L1000 | Cable sensors -50..+250 °C – PT100 1/3 DIN | Temperature | Cable Sensors | 345835 | 32.984 | 334
TF25 PT100 1/3 DIN T250 150.06 L1000 | Cable sensors -50..+250 °C – PT100 1/3 DIN | Temperature | Cable Sensors | 388276 | 33.383 | 334
TF25 PT1000 T250 050.06 L1000 | Cable sensors -50..+250 °C – PT1000 | Temperature | Cable Sensors | 168717 | 29.659 | 334
TF25 PT1000 T250 100.06 L1000 | Cable sensors -50..+250 °C – PT1000 | Temperature | Cable Sensors | 209724 | 30.59 | 334
TF25 PT1000 T250 150.06 L1000 | Cable sensors -50..+250 °C – PT1000 | Temperature | Cable Sensors | 388283 | 30.989 | 334
TF25 PT1000 1/3 DIN T250 050.06 L1000 | Cable sensors -50..+250 °C – PT1000 1/3 DIN | Temperature | Cable Sensors | 356749 | 34.048 | 334
TF25 PT1000 1/3 DIN T250 100.06 L1000 | Cable sensors -50..+250 °C – PT1000 1/3 DIN | Temperature | Cable Sensors | 356756 | 34.979 | 334
TF25 PT1000 1/3 DIN T250 150.06 L1000 | Cable sensors -50..+250 °C – PT1000 1/3 DIN | Temperature | Cable Sensors | 388290 | 35.378 | 334
TF25 Ni1000 T250 050.06 L1000 | Cable sensors -50..+250 °C – Ni1000 | Temperature | Cable Sensors | 151863 | 29.26 | 334
TF25 Ni1000 T250 100.06 L1000 | Cable sensors -50..+250 °C – Ni1000 | Temperature | Cable Sensors | 182430 | 30.191 | 334
TF25 Ni1000 T250 150.06 L1000 | Cable sensors -50..+250 °C – Ni1000 | Temperature | Cable Sensors | 388306 | 30.59 | 334
TF25 Ni1000TK5000 T250 050.06 L1000 | Cable sensors -50..+250 °C – Ni1000TK5000 | Temperature | Cable Sensors | 150781 | 34.048 | 334
TF25 Ni1000TK5000 T250 100.06 L1000 | Cable sensors -50..+250 °C – Ni1000TK5000 | Temperature | Cable Sensors | 157018 | 34.979 | 334
TF25 Ni1000TK5000 T250 150.06 L1000 | Cable sensors -50..+250 °C – Ni1000TK5000 | Temperature | Cable Sensors | 388313 | 35.378 | 334
TF25 PT100 T400 050.06 L2000 | Cable sensors -50..+400 °C – PT100/PT1000 | Temperature | Cable Sensors | 166195 | 46.151 | 334
TF25 PT1000 T400 050.06 L2000 | Cable sensors -50..+400 °C – PT100/PT1000 | Temperature | Cable Sensors | 166201 | 49.077 | 334
TF25+ TRV MultiRange T180 050.06 L1000 | Cable sensors -50..+180 °C – active TRV 0..10 V | Temperature | Cable Sensors | 658959 | 95.494 | 339
TF25+ TRV MultiRange T180 100.06 L1000 | Cable sensors -50..+180 °C – active TRV 0..10 V | Temperature | Cable Sensors | 658966 | 97.356 | 339
TF25+ TRV MultiRange T180 150.06 L1000 | Cable sensors -50..+180 °C – active TRV 0..10 V | Temperature | Cable Sensors | 658973 | 97.888 | 339
TF25+ TRA MultiRange T180 050.06 L1000 | Cable sensors -50..+180 °C – active TRA 4..20 mA | Temperature | Cable Sensors | 658980 | 95.494 | 339
TF25+ TRA MultiRange T180 100.06 L1000 | Cable sensors -50..+180 °C – active TRA 4..20 mA | Temperature | Cable Sensors | 658997 | 97.356 | 339
TF25+ TRA MultiRange T180 150.06 L1000 | Cable sensors -50..+180 °C – active TRA 4..20 mA | Temperature | Cable Sensors | 659000 | 97.888 | 339
TF25+ LCD TRV MultiRange T160 050.06 L1000 | Cable sensors -50..+160 °C – active TRV 0..10 V | Temperature | Cable Sensors | 707039 | 149.758 | 339
TF25+ LCD TRV MultiRange T160 100.06 L1000 | Cable sensors -50..+160 °C – active TRV 0..10 V | Temperature | Cable Sensors | 693806 | 151.62 | 339
TF25+ RS485 Modbus T160 050.06 L1000 | Cable sensors -50..+160 °C – active RS485 Modbus | Temperature | Cable Sensors | 659024 | 142.044 | 339
TF25+ RS485 Modbus T160 100.06 L1000 | Cable sensors -50..+160 °C – active RS485 Modbus | Temperature | Cable Sensors | 668255 | 143.906 | 339
TF25+ RS485 BACnet (MS/TP) T160 050.06 L1000 | Cable sensors -50..+160 °C – active RS485 BACnet | Temperature | Cable Sensors | 699723 | 142.044 | 339
TF25+ RS485 BACnet (MS/TP) T160 100.06 L1000 | Cable sensors -50..+160 °C – active RS485 BACnet | Temperature | Cable Sensors | 699730 | 143.906 | 339
NOVOS 5 Temp_rH LCD VV | Room sensor humidity + temperature – active 2x 0..10 V ¦ 2x 4..20 mA | Humidity | Room Sensors | 733595 | 212.8 | 346
NOVOS 5 Temp_rH LCD AA | Room sensor humidity + temperature – active 2x 0..10 V ¦ 2x 4..20 mA | Humidity | Room Sensors | 733601 | 212.8 | 346
NOVOS 5 Temp_rH Design LCD VV | Room sensor humidity + temperature design – active 2x 0..10 V ¦ 2x 4..20 mA (please specify desired design panel) | Humidity | Room Sensors | 733618 | 212.8 | 346
NOVOS 5 Temp_rH Design LCD AA | Room sensor humidity + temperature design – active 2x 0..10 V ¦ 2x 4..20 mA (please specify desired design panel) | Humidity | Room Sensors | 733625 | 212.8 | 346
NOVOS 5 Temp_rH LCD RS485 Modbus | Room sensor humidity + temperature – active BUS | Humidity | Room Sensors | 733649 | 262.01 | 346
NOVOS 5 Temp_rH Design LCD RS485 Modbus | Room sensor humidity + temperature design – active BUS (please specify desired design panel) | Humidity | Room Sensors | 733656 | 262.01 | 346
NOVOS 3 Temp_rH VV | Room sensor humidity + temperature – active 2x 0..10 V ¦ 2x 4..20 mA | Humidity | Room Sensors | 731904 | 141.379 | 348
NOVOS 3 Temp_rH AA | Room sensor humidity + temperature – active 2x 0..10 V ¦ 2x 4..20 mA | Humidity | Room Sensors | 731911 | 141.379 | 348
NOVOS 3 Temp_rH Design VV | Room sensor humidity + temperature design – active 2x 0..10 V ¦ 2x 4..20 mA (please specify desired design panel) | Humidity | Room Sensors | 733472 | 141.379 | 348
NOVOS 3 Temp_rH Design AA | Room sensor humidity + temperature design – active 2x 0..10 V ¦ 2x 4..20 mA (please specify desired design panel) | Humidity | Room Sensors | 733489 | 141.379 | 348
NOVOS 3 Temp_rH RS485 Modbus | Room sensor humidity + temperature – active BUS | Humidity | Room Sensors | 733496 | 188.86 | 348
NOVOS 3 Temp_rH Design RS485 Modbus | Room sensor humidity + temperature design – active BUS (please specify desired design panel) | Humidity | Room Sensors | 733502 | 188.86 | 348
FTW04 VV | Room sensor humidity + temperature – active 2x 0..10 V ¦ 2x 4..20 mA | Humidity | Room Sensors | 196352 | 184.338 | 350
FTW04 AA | Room sensor humidity + temperature – active 2x 0..10 V ¦ 2x 4..20 mA | Humidity | Room Sensors | 609555 | 184.338 | 350
FTW04 RS485 Modbus | Room sensor humidity + temperature – active BUS | Humidity | Room Sensors | 601153 | 237.405 | 350
FTW04 RS485 BACnet (MS/TP) | Room sensor humidity + temperature – active BUS | Humidity | Room Sensors | 548298 | 237.405 | 350
FTW04 KNX | Room sensor humidity + temperature – active BUS | Humidity | Room Sensors | 585606 | 315.742 | 350
FTW04 LON | Room sensor humidity + temperature – active BUS | Humidity | Room Sensors | 297776 | 331.303 | 350
FTW04 dS | Room sensor temperature + humidity – active digitalSTROM | Humidity | Room Sensors | 619219 | 230.622 | 353
FTW06 VV pure white matt without frame | Room sensor humidity + temperature – active VV 2x 0..10 V | Humidity | Room Sensors | 482721 | 277.97 | 354
FTW06 VV pure white brilliant without frame | Room sensor humidity + temperature – active VV 2x 0..10 V | Humidity | Room Sensors | 732161 | 277.97 | 354
FTW06 VV aluminium without frame | Room sensor humidity + temperature – active VV 2x 0..10 V | Humidity | Room Sensors | 732178 | 277.97 | 354
FTW06 VV Jung aluminium without frame | Room sensor humidity + temperature – active VV 2x 0..10 V | Humidity | Room Sensors | 732185 | 277.97 | 354
FTW06 VV anthracite without frame | Room sensor humidity + temperature – active VV 2x 0..10 V | Humidity | Room Sensors | 732192 | 277.97 | 354
FTW06 RS485 Modbus pure white matt without frame | Room sensor humidity + temperature – active BUS | Humidity | Room Sensors | 732208 | 305.235 | 354
FTW06 RS485 Modbus pure white brilliant without frame | Room sensor humidity + temperature – active BUS | Humidity | Room Sensors | 732215 | 305.235 | 354
FTW06 RS485 Modbus aluminium without frame | Room sensor humidity + temperature – active BUS | Humidity | Room Sensors | 732222 | 305.235 | 354
FTW06 RS485 Modbus Jung aluminium without frame | Room sensor humidity + temperature – active BUS | Humidity | Room Sensors | 732239 | 305.235 | 354
FTW06 RS485 Modbus anthracite without frame | Room sensor humidity + temperature – active BUS | Humidity | Room Sensors | 732246 | 305.235 | 354
FTW06 dS pure white matt without frame | Room sensor humidity + temperature – active digitalSTROM | Humidity | Room Sensors | 732253 | 294.329 | 356
FTW06 dS pure white brilliant without frame | Room sensor humidity + temperature – active digitalSTROM | Humidity | Room Sensors | 732260 | 294.329 | 356
FTW06 dS aluminium without frame | Room sensor humidity + temperature – active digitalSTROM | Humidity | Room Sensors | 732277 | 294.329 | 356
FTW06 dS Jung aluminium without frame | Room sensor humidity + temperature – active digitalSTROM | Humidity | Room Sensors | 732284 | 294.329 | 356
FTW06 dS anthracite without frame | Room sensor humidity + temperature – active digitalSTROM | Humidity | Room Sensors | 732291 | 294.329 | 356
FTP+ VV L2000 | Room pendulum sensor humidity + temperature – active 2x 0..10 V ¦ 2x 4..20 mA | Humidity | Room Sensors | 699952 | 225.169 | 357
FTP+ VV L4000 | Room pendulum sensor humidity + temperature – active 2x 0..10 V ¦ 2x 4..20 mA | Humidity | Room Sensors | 699983 | 232.085 | 357
FTP+ AA L2000 | Room pendulum sensor humidity + temperature – active 2x 0..10 V ¦ 2x 4..20 mA | Humidity | Room Sensors | 699976 | 225.169 | 357
FTP+ AA L4000 | Room pendulum sensor humidity + temperature – active 2x 0..10 V ¦ 2x 4..20 mA | Humidity | Room Sensors | 700016 | 232.085 | 357
FT-RDF18+ VV | Ceiling sensor humidity + temperature – active 2x 0..10 V ¦ 2x 4..20 mA | Humidity | Room Sensors | 659031 | 405.517 | 358
FT-RDF18+ AA | Ceiling sensor humidity + temperature – active 2x 0..10 V ¦ 2x 4..20 mA | Humidity | Room Sensors | 659055 | 405.517 | 358
FTB+ VV 34.06 L15m | Wall-mounted sensor humidity + temperature – active 2x 0..10 V ¦ 2x 4..20 mA | Humidity | Room Sensors | 689205 | 668.724 | 360
FTB+ VV 66.06 L15m | Wall-mounted sensor humidity + temperature – active 2x 0..10 V ¦ 2x 4..20 mA | Humidity | Room Sensors | 689083 | 723.254 | 360
FTB+ AA 34.06 L15m | Wall-mounted sensor humidity + temperature – active 2x 0..10 V ¦ 2x 4..20 mA | Humidity | Room Sensors | 700108 | 668.724 | 360
FTB+ AA 66.06 L15m | Wall-mounted sensor humidity + temperature – active 2x 0..10 V ¦ 2x 4..20 mA | Humidity | Room Sensors | 700115 | 723.254 | 360
FTK+ 140 VV incl. MF20 | Duct sensor humidity + temperature – active 2x 0..10 V | Humidity | Duct Sensors | 626347 | 217.987 | 362
FTK+ 270 VV incl. MF20 | Duct sensor humidity + temperature – active 2x 0..10 V | Humidity | Duct Sensors | 626354 | 227.696 | 362
FTK+ 400 VV incl. MF20 | Duct sensor humidity + temperature – active 2x 0..10 V | Humidity | Duct Sensors | 626361 | 237.405 | 362
FTK+ 140 AA incl. MF20 | Duct sensor humidity + temperature – active 2x 4..20 mA | Humidity | Duct Sensors | 626378 | 217.987 | 362
FTK+ 270 AA incl. MF20 | Duct sensor humidity + temperature – active 2x 4..20 mA | Humidity | Duct Sensors | 626385 | 227.696 | 362
FTK+ 400 AA incl. MF20 | Duct sensor humidity + temperature – active 2x 4..20 mA | Humidity | Duct Sensors | 626392 | 237.405 | 362
FTK+ 140 VV relay incl. MF20 | Duct sensor temperature + humidity – active 2x 0..10 V + relay | Humidity | Duct Sensors | 663151 | 277.837 | 362
FTK+ 270 VV relay incl. MF20 | Duct sensor temperature + humidity – active 2x 0..10 V + relay | Humidity | Duct Sensors | 663168 | 287.546 | 362
FTK+ 400 VV relay incl. MF20 | Duct sensor temperature + humidity – active 2x 0..10 V + relay | Humidity | Duct Sensors | 663175 | 297.255 | 362
FTK+ 140 LCD VV incl. MF20 | Duct sensor humidity + temperature – active 2x 0..10 V | Humidity | Duct Sensors | 663083 | 281.162 | 362
FTK+ 270 LCD VV incl. MF20 | Duct sensor humidity + temperature – active 2x 0..10 V | Humidity | Duct Sensors | 663090 | 290.871 | 362
FTK+ 400 LCD VV incl. MF20 | Duct sensor humidity + temperature – active 2x 0..10 V | Humidity | Duct Sensors | 663113 | 300.58 | 362
FTK+ 140 LCD AA incl. MF20 | Duct sensor temperature + humidity – active 2x 4..20 mA | Humidity | Duct Sensors | 663120 | 281.162 | 362
FTK+ 270 LCD AA incl. MF20 | Duct sensor temperature + humidity – active 2x 4..20 mA | Humidity | Duct Sensors | 663137 | 290.871 | 362
FTK+ 400 LCD AA incl. MF20 | Duct sensor temperature + humidity – active 2x 4..20 mA | Humidity | Duct Sensors | 663144 | 300.58 | 362
FTK+ 140 LCD VV relay incl. MF20 | Duct sensor temperature + humidity – active 2x 0..10 V + relay | Humidity | Duct Sensors | 663205 | 313.747 | 362
FTK+ 270 LCD VV relay incl. MF20 | Duct sensor temperature + humidity – active 2x 0..10 V + relay | Humidity | Duct Sensors | 663229 | 323.456 | 362
FTK+ 400 LCD VV relay incl. MF20 | Duct sensor temperature + humidity – active 2x 0..10 V + relay | Humidity | Duct Sensors | 663236 | 333.165 | 362
FTK+ 140 RS485 Modbus incl. MF20 | Duct sensor humidity + temperature – active RS485 Modbus | Humidity | Duct Sensors | 659093 | 277.837 | 362
FTK+ 270 RS485 Modbus incl. MF20 | Duct sensor humidity + temperature – active RS485 Modbus | Humidity | Duct Sensors | 659109 | 287.546 | 362
FTK+ 400 RS485 Modbus incl. MF20 | Duct sensor humidity + temperature – active RS485 Modbus | Humidity | Duct Sensors | 659116 | 297.255 | 362
FTK+ 140 LCD RS485 Modbus incl. MF20 | Duct sensor humidity + temperature – active RS485 Modbus | Humidity | Duct Sensors | 663243 | 341.677 | 362
FTK+ 270 LCD RS485 Modbus incl. MF20 | Duct sensor humidity + temperature – active RS485 Modbus | Humidity | Duct Sensors | 663250 | 351.386 | 362
FTK+ 400 LCD RS485 Modbus incl. MF20 | Duct sensor humidity + temperature – active RS485 Modbus | Humidity | Duct Sensors | 663267 | 361.095 | 362
FTK+ 140 RS485 BACnet (MS/TP) incl. MF20 | Duct sensor humidity + temperature – active RS485 BACnet (MS/TP) | Humidity | Duct Sensors | 700122 | 277.837 | 362
FTK+ 270 RS485 BACnet (MS/TP) incl. MF20 | Duct sensor humidity + temperature – active RS485 BACnet (MS/TP) | Humidity | Duct Sensors | 700139 | 287.546 | 362
FTK+ 400 RS485 BACnet (MS/TP) incl. MF20 | Duct sensor humidity + temperature – active RS485 BACnet (MS/TP) | Humidity | Duct Sensors | 700146 | 297.255 | 362
FTK+ 140 LCD RS485 BACnet (MS/TP) incl. MF20 | Duct sensor humidity + temperature – active RS485 BACnet (MS/TP) | Humidity | Duct Sensors | 700153 | 341.677 | 362
FTK+ 270 LCD RS485 BACnet (MS/TP) incl. MF20 | Duct sensor humidity + temperature – active RS485 BACnet (MS/TP) | Humidity | Duct Sensors | 692878 | 351.386 | 362
FTK+ 400 LCD RS485 BACnet (MS/TP) incl. MF20 | Duct sensor humidity + temperature – active RS485 BACnet (MS/TP) | Humidity | Duct Sensors | 700177 | 361.095 | 362
WSA VV | Weather protection outdoor sensor humidity + temperature – active 2x 0..10 V ¦ 2x 4..20 mA | Humidity | Outdoor Sensors | 626408 | 353.115 | 366
WSA AA | Weather protection outdoor sensor humidity + temperature – active 2x 0..10 V ¦ 2x 4..20 mA | Humidity | Outdoor Sensors | 626415 | 353.115 | 366
WSA RS485 Modbus | Weather protection outdoor sensor humidity + temperature – BUS | Humidity | Outdoor Sensors | 626439 | 406.315 | 366
WSA RS485 BACnet (MS/TP) | Weather protection outdoor sensor humidity + temperature – BUS | Humidity | Outdoor Sensors | 700184 | 406.315 | 366
FTA54+ VV | Outdoor sensor humidity + temperature – active 2x 0..10 V ¦ 2x 4..20 mA ¦ relay | Humidity | Outdoor Sensors | 659147 | 218.386 | 368
FTA54+ AA | Outdoor sensor humidity + temperature – active 2x 0..10 V ¦ 2x 4..20 mA ¦ relay | Humidity | Outdoor Sensors | 659154 | 218.386 | 368
FTA54+ VV relay | Outdoor sensor humidity + temperature – active 2x 0..10 V ¦ 2x 4..20 mA ¦ relay | Humidity | Outdoor Sensors | 661003 | 278.236 | 368
FTA54+ LCD VV | Outdoor sensor humidity + temperature – active 2x 0..10 V ¦ 2x 4..20 mA ¦ relay | Humidity | Outdoor Sensors | 660983 | 281.561 | 368
FTA54+ LCD AA | Outdoor sensor humidity + temperature – active 2x 0..10 V ¦ 2x 4..20 mA ¦ relay | Humidity | Outdoor Sensors | 660990 | 281.561 | 368
FTA54+ LCD VV relay | Outdoor sensor humidity + temperature – active 2x 0..10 V ¦ 2x 4..20 mA ¦ relay | Humidity | Outdoor Sensors | 661010 | 342.076 | 368
FTA54+ RS485 Modbus | Outdoor sensor humidity + temperature – active BUS | Humidity | Outdoor Sensors | 659178 | 271.586 | 368
FTA54+ LCD RS485 Modbus | Outdoor sensor humidity + temperature – active BUS | Humidity | Outdoor Sensors | 661034 | 338.485 | 368
FTA54+ RS485 BACnet (MS/TP) | Outdoor sensor humidity + temperature – active BUS | Humidity | Outdoor Sensors | 700191 | 271.586 | 368
FTA54+ LCD RS485 BACnet (MS/TP) | Outdoor sensor humidity + temperature – active BUS | Humidity | Outdoor Sensors | 700214 | 338.485 | 368
FSR01 | Room hygrostat | Humidity | Hygrostats | 427623 | 109.193 | 370
FSR01 internal adjuster | Room hygrostat | Humidity | Hygrostats | 450607 | 109.193 | 370
FSK01 | Duct hygrostat | Humidity | Hygrostats | 427593 | 300.314 | 371
FSK01 internal adjuster | Duct hygrostat | Humidity | Hygrostats | 708517 | 300.314 | 371
WK01+ 24 V | Condensation sensor – 24 V | Humidity | Condensation/Leakage | 659215 | 128.744 | 372
WK01+ ext. 24 V L2000 | Condensation sensor – 24 V | Humidity | Condensation/Leakage | 659222 | 148.561 | 372
WK01+ ext. 230 V L2000 | Condensation sensor – 230 V | Humidity | Condensation/Leakage | 659246 | 204.687 | 372
WK01 UP L2500 Berker K.1 polar white brilliant 24 V | Condensation sensor flush mount – 24 V | Humidity | Condensation/Leakage | 446624 | 182.476 | 372
WK02+ ext. 24 V L2000 | Condensation sensor – 24 V | Humidity | Condensation/Leakage | 737180 | 195.111 | 374
WK02+ ext. 230 V L2000 | Condensation sensor – 230 V | Humidity | Condensation/Leakage | 737197 | 212.534 | 374
LS02+ | Water leak detection sensor | Humidity | Condensation/Leakage | 659253 | 119.966 | 376
DPA250+ VV MultiRange | Differential pressure and volume flow transducer – 2x 0..10 V | Pressure & Velocity | Gases | 659321 | 175.427 | 380
DPA2500+ VV MultiRange | Differential pressure and volume flow transducer – 2x 0..10 V | Pressure & Velocity | Gases | 659369 | 175.427 | 380
DPA7000+ VV MultiRange | Differential pressure and volume flow transducer – 2x 0..10 V | Pressure & Velocity | Gases | 659376 | 175.427 | 380
DPA250+ VV AZ MultiRange | Differential pressure and volume flow transducer – 2x 0..10 V | Pressure & Velocity | Gases | 692397 | 249.242 | 380
DPA2500+ VV AZ MultiRange | Differential pressure and volume flow transducer – 2x 0..10 V | Pressure & Velocity | Gases | 675970 | 249.242 | 380
DPA7000+ VV AZ MultiRange | Differential pressure and volume flow transducer – 2x 0..10 V | Pressure & Velocity | Gases | 675994 | 249.242 | 380
DPA250+ AA MultiRange | Differential pressure and volume flow transducer – 2x 4..20 mA | Pressure & Velocity | Gases | 666978 | 175.427 | 380
DPA2500+ AA MultiRange | Differential pressure and volume flow transducer – 2x 4..20 mA | Pressure & Velocity | Gases | 666985 | 175.427 | 380
DPA7000+ AA MultiRange | Differential pressure and volume flow transducer – 2x 4..20 mA | Pressure & Velocity | Gases | 666992 | 175.427 | 380
DPA250+ AA AZ MultiRange | Differential pressure and volume flow transducer – 2x 4..20 mA | Pressure & Velocity | Gases | 691598 | 249.242 | 380
DPA2500+ AA AZ MultiRange | Differential pressure and volume flow transducer – 2x 4..20 mA | Pressure & Velocity | Gases | 693981 | 249.242 | 380
DPA7000+ AA AZ MultiRange | Differential pressure and volume flow transducer – 2x 4..20 mA | Pressure & Velocity | Gases | 705325 | 249.242 | 380
DPA250+ VV MultiRange relay | Differential pressure and volume flow transducer – 2x 0..10 V + relay | Pressure & Velocity | Gases | 663687 | 228.76 | 380
DPA2500+ VV MultiRange relay | Differential pressure and volume flow transducer – 2x 0..10 V + relay | Pressure & Velocity | Gases | 663694 | 228.76 | 380
DPA7000+ VV MultiRange relay | Differential pressure and volume flow transducer – 2x 0..10 V + relay | Pressure & Velocity | Gases | 663700 | 228.76 | 380
DPA250+ LCD VV MultiRange | Differential pressure and volume flow transducer – 2x 0..10 V | Pressure & Velocity | Gases | 659383 | 233.814 | 380
DPA2500+ LCD VV MultiRange | Differential pressure and volume flow transducer – 2x 0..10 V | Pressure & Velocity | Gases | 659390 | 233.814 | 380
DPA7000+ LCD VV MultiRange | Differential pressure and volume flow transducer – 2x 0..10 V | Pressure & Velocity | Gases | 659406 | 233.814 | 380
DPA250+ LCD VV AZ MultiRange | Differential pressure and volume flow transducer – 2x 0..10 V | Pressure & Velocity | Gases | 688420 | 307.629 | 380
DPA2500+ LCD VV AZ MultiRange | Differential pressure and volume flow transducer – 2x 0..10 V | Pressure & Velocity | Gases | 676007 | 307.629 | 380
DPA7000+ LCD VV AZ MultiRange | Differential pressure and volume flow transducer – 2x 0..10 V | Pressure & Velocity | Gases | 676021 | 307.629 | 380
DPA250+ LCD AA MultiRange | Differential pressure and volume flow transducer – 2x 4..20 mA | Pressure & Velocity | Gases | 667104 | 233.814 | 380
DPA2500+ LCD AA MultiRange | Differential pressure and volume flow transducer – 2x 4..20 mA | Pressure & Velocity | Gases | 667111 | 233.814 | 380
DPA7000+ LCD AA MultiRange | Differential pressure and volume flow transducer – 2x 4..20 mA | Pressure & Velocity | Gases | 667128 | 233.814 | 380
DPA250+ LCD AA AZ MultiRange | Differential pressure and volume flow transducer – 2x 4..20 mA | Pressure & Velocity | Gases | 700962 | 307.629 | 380
DPA2500+ LCD AA AZ MultiRange | Differential pressure and volume flow transducer – 2x 4..20 mA | Pressure & Velocity | Gases | 679725 | 307.629 | 380
DPA7000+ LCD AA AZ MultiRange | Differential pressure and volume flow transducer – 2x 4..20 mA | Pressure & Velocity | Gases | 703147 | 307.629 | 380
DPA250+ LCD VV MultiRange relay | Differential pressure and volume flow transducer – 2x 0..10 V + relay | Pressure & Velocity | Gases | 663724 | 269.724 | 380
DPA2500+ LCD VV MultiRange relay | Differential pressure and volume flow transducer – 2x 0..10 V + relay | Pressure & Velocity | Gases | 663748 | 269.724 | 380
DPA7000+ LCD VV MultiRange relay | Differential pressure and volume flow transducer – 2x 0..10 V + relay | Pressure & Velocity | Gases | 663755 | 269.724 | 380
DPA250+ RS485 Modbus MultiRange | Differential pressure and volume flow transducer – active RS485 Modbus | Pressure & Velocity | Gases | 659413 | 181.146 | 380
DPA2500+ RS485 Modbus MultiRange | Differential pressure and volume flow transducer – active RS485 Modbus | Pressure & Velocity | Gases | 659420 | 181.146 | 380
DPA7000+ RS485 Modbus MultiRange | Differential pressure and volume flow transducer – active RS485 Modbus | Pressure & Velocity | Gases | 659437 | 181.146 | 380
DPA250+ RS485 Modbus AZ MultiRange | Differential pressure and volume flow transducer – active RS485 Modbus | Pressure & Velocity | Gases | 693745 | 254.961 | 380
DPA2500+ RS485 Modbus AZ MultiRange | Differential pressure and volume flow transducer – active RS485 Modbus | Pressure & Velocity | Gases | 676083 | 254.961 | 380
DPA7000+ RS485 Modbus AZ MultiRange | Differential pressure and volume flow transducer – active RS485 Modbus | Pressure & Velocity | Gases | 676090 | 254.961 | 380
DPA250+ LCD RS485 Modbus MultiRange | Differential pressure and volume flow transducer – active RS485 Modbus | Pressure & Velocity | Gases | 659444 | 239.533 | 380
DPA2500+ LCD RS485 Modbus MultiRange | Differential pressure and volume flow transducer – active RS485 Modbus | Pressure & Velocity | Gases | 659451 | 239.533 | 380
DPA7000+ LCD RS485 Modbus MultiRange | Differential pressure and volume flow transducer – active RS485 Modbus | Pressure & Velocity | Gases | 659468 | 239.533 | 380
DPA250+ LCD RS485 Modbus AZ MultiRange | Differential pressure and volume flow transducer – active RS485 Modbus | Pressure & Velocity | Gases | 697767 | 313.348 | 380
DPA2500+ LCD RS485 Modbus AZ MultiRange | Differential pressure and volume flow transducer – active RS485 Modbus | Pressure & Velocity | Gases | 676106 | 313.348 | 380
DPA7000+ LCD RS485 Modbus AZ MultiRange | Differential pressure and volume flow transducer – active RS485 Modbus | Pressure & Velocity | Gases | 676113 | 313.348 | 380
DPA250+ RS485 BACnet (MS/TP) MultiRange | Differential pressure and volume flow transducer – active RS485 BACnet (MS/TP) | Pressure & Velocity | Gases | 700221 | 181.146 | 380
DPA2500+ RS485 BACnet (MS/TP) MultiRange | Differential pressure and volume flow transducer – active RS485 BACnet (MS/TP) | Pressure & Velocity | Gases | 700238 | 181.146 | 380
DPA7000+ RS485 BACnet (MS/TP) MultiRange | Differential pressure and volume flow transducer – active RS485 BACnet (MS/TP) | Pressure & Velocity | Gases | 700252 | 181.146 | 380
DPA250+ RS485 BACnet (MS/TP) AZ MultiRange | Differential pressure and volume flow transducer – active RS485 BACnet (MS/TP) | Pressure & Velocity | Gases | 705387 | 254.961 | 380
DPA2500+ RS485 BACnet (MS/TP) AZ MultiRange | Differential pressure and volume flow transducer – active RS485 BACnet (MS/TP) | Pressure & Velocity | Gases | 700306 | 254.961 | 380
DPA7000+ RS485 BACnet (MS/TP) AZ MultiRange | Differential pressure and volume flow transducer – active RS485 BACnet (MS/TP) | Pressure & Velocity | Gases | 700313 | 254.961 | 380
DPA250+ LCD RS485 BACnet (MS/TP) MultiRange | Differential pressure and volume flow transducer – active RS485 BACnet (MS/TP) | Pressure & Velocity | Gases | 700269 | 239.533 | 380
DPA2500+ LCD RS485 BACnet (MS/TP) MultiRange | Differential pressure and volume flow transducer – active RS485 BACnet (MS/TP) | Pressure & Velocity | Gases | 682855 | 239.533 | 380
DPA7000+ LCD RS485 BACnet (MS/TP) MultiRange | Differential pressure and volume flow transducer – active RS485 BACnet (MS/TP) | Pressure & Velocity | Gases | 683463 | 239.533 | 380
DPA250+ LCD RS485 BACnet (MS/TP) AZ MultiRange | Differential pressure and volume flow transducer – active RS485 BACnet (MS/TP) | Pressure & Velocity | Gases | 705370 | 313.348 | 380
DPA2500+ LCD RS485 BACnet (MS/TP) AZ MultiRange | Differential pressure and volume flow transducer – active RS485 BACnet (MS/TP) | Pressure & Velocity | Gases | 700320 | 313.348 | 380
DPA7000+ LCD RS485 BACnet (MS/TP) AZ MultiRange | Differential pressure and volume flow transducer – active RS485 BACnet (MS/TP) | Pressure & Velocity | Gases | 700337 | 313.348 | 380
DPA2500+ Dual VV MultiRange | Dual differential pressure transducer – active 2x 0..10 V ¦ 2x 4..20 mA | Pressure & Velocity | Gases | 700344 | 262.01 | 380
DPA2500+ Dual AA MultiRange | Dual differential pressure transducer – active 2x 0..10 V ¦ 2x 4..20 mA | Pressure & Velocity | Gases | 702898 | 262.01 | 380
DPA2500+ LCD Dual VV MultiRange | Dual differential pressure transducer – active 2x 0..10 V ¦ 2x 4..20 mA | Pressure & Velocity | Gases | 705417 | 320.397 | 380
DPA2500+ LCD Dual AA MultiRange | Dual differential pressure transducer – active 2x 0..10 V ¦ 2x 4..20 mA | Pressure & Velocity | Gases | 705431 | 320.397 | 380
DPA2500+ Dual 4xV MultiRange | Dual differential pressure and volume flow transducer – active 4x 0..10 V | Pressure & Velocity | Gases | 705448 | 278.901 | 380
DPA2500+ LCD Dual 4xV MultiRange | Dual differential pressure and volume flow transducer – active 4x 0..10 V | Pressure & Velocity | Gases | 700351 | 337.288 | 380
DPA2500+ Dual RS485 Modbus | Dual differential pressure and volume flow transducer – active BUS | Pressure & Velocity | Gases | 703000 | 292.068 | 380
DPA2500+ Dual RS485 BACnet (MS/TP) | Dual differential pressure and volume flow transducer – active BUS | Pressure & Velocity | Gases | 703017 | 292.068 | 380
DPA2500+ LCD Dual RS485 Modbus | Dual differential pressure and volume flow transducer – active BUS | Pressure & Velocity | Gases | 705455 | 350.455 | 380
DPA2500+ LCD Dual RS485 BACnet (MS/TP) | Dual differential pressure and volume flow transducer – active BUS | Pressure & Velocity | Gases | 705462 | 350.455 | 380
PS300 | Differential pressure switch | Pressure & Velocity | Gases | 269971 | 40.166 | 385
PS500 | Differential pressure switch | Pressure & Velocity | Gases | 269995 | 40.166 | 385
PS1500 | Differential pressure switch | Pressure & Velocity | Gases | 255202 | 40.166 | 385
PS4500 | Differential pressure switch | Pressure & Velocity | Gases | 273138 | 40.166 | 385
AVT | Air velocity transducer – 2x 0..10 V ¦ 2x 4..20 mA | Pressure & Velocity | Gases | 430005 | 200.431 | 386
AVT LCD | Air velocity transducer – 2x 0..10 V ¦ 2x 4..20 mA | Pressure & Velocity | Gases | 430036 | 257.089 | 386
AVT LCD relay | Air velocity transducer – 2x 0..10 V ¦ 2x 4..20 mA | Pressure & Velocity | Gases | 430067 | 284.088 | 386
MM50 (-50..+50 Pa) | Differential pressure inclined tube manometer | Pressure & Velocity | Manometers | 268912 | 62.377 | 387
MM100 (-20..100 Pa) | Differential pressure inclined tube manometer | Pressure & Velocity | Manometers | 284516 | 62.377 | 387
MM500 (-100..500 Pa) | Differential pressure inclined tube manometer | Pressure & Velocity | Manometers | 384452 | 62.377 | 387
MM600 (0..600 Pa) | Differential pressure inclined tube manometer | Pressure & Velocity | Manometers | 255240 | 62.377 | 387
MM600/PS600 (0..600 Pa) | Differential pressure inclined tube manometer with switch contact | Pressure & Velocity | Manometers | 255257 | 157.073 | 387
DPG60 | Differential pressure gauge | Pressure & Velocity | Manometers | 718493 | 131.936 | 388
DPG100 | Differential pressure gauge | Pressure & Velocity | Manometers | 718509 | 131.936 | 388
DPG250 | Differential pressure gauge | Pressure & Velocity | Manometers | 718516 | 131.936 | 388
DPG500 | Differential pressure gauge | Pressure & Velocity | Manometers | 718523 | 131.936 | 388
DPG1500 | Differential pressure gauge | Pressure & Velocity | Manometers | 718530 | 131.936 | 388
DPG2500 | Differential pressure gauge | Pressure & Velocity | Manometers | 718547 | 131.936 | 388
DPGe | Differential pressure gauge | Pressure & Velocity | Manometers | 736176 | 156.408 | 389
DLF-1..0 V G1/4" | Pressure transmitter G1/4" – 0..10 V | Pressure & Velocity | Fluids | 665070 | 143.773 | 390
DLF1 V G1/4" | Pressure transmitter G1/4" – 0..10 V | Pressure & Velocity | Fluids | 665087 | 143.773 | 390
DLF1,6 V G1/4" | Pressure transmitter G1/4" – 0..10 V | Pressure & Velocity | Fluids | 665094 | 143.773 | 390
DLF2 V G1/4" | Pressure transmitter G1/4" – 0..10 V | Pressure & Velocity | Fluids | 665100 | 143.773 | 390
DLF2,5 V G1/4" | Pressure transmitter G1/4" – 0..10 V | Pressure & Velocity | Fluids | 665117 | 143.773 | 390
DLF4 V G1/4" | Pressure transmitter G1/4" – 0..10 V | Pressure & Velocity | Fluids | 665124 | 143.773 | 390
DLF6 V G1/4" | Pressure transmitter G1/4" – 0..10 V | Pressure & Velocity | Fluids | 665131 | 143.773 | 390
DLF10 V G1/4" | Pressure transmitter G1/4" – 0..10 V | Pressure & Velocity | Fluids | 665148 | 143.773 | 390
DLF16 V G1/4" | Pressure transmitter G1/4" – 0..10 V | Pressure & Velocity | Fluids | 665155 | 143.773 | 390
DLF25 V G1/4" | Pressure transmitter G1/4" – 0..10 V | Pressure & Velocity | Fluids | 665162 | 143.773 | 390
DLF40 V G1/4" | Pressure transmitter G1/4" – 0..10 V | Pressure & Velocity | Fluids | 665179 | 143.773 | 390
DLF60 V G1/4" | Pressure transmitter G1/4" – 0..10 V | Pressure & Velocity | Fluids | 665186 | 143.773 | 390
DLF100 V G1/4" | Pressure transmitter G1/4" – 0..10 V | Pressure & Velocity | Fluids | 665193 | 143.773 | 390
DLF-1..0 A G1/4" | Pressure transmitter G1/4" – 4..20 mA | Pressure & Velocity | Fluids | 665209 | 135.926 | 390
DLF1 A G1/4" | Pressure transmitter G1/4" – 4..20 mA | Pressure & Velocity | Fluids | 665216 | 135.926 | 390
DLF1,6 A G1/4" | Pressure transmitter G1/4" – 4..20 mA | Pressure & Velocity | Fluids | 665223 | 135.926 | 390
DLF2 A G1/4" | Pressure transmitter G1/4" – 4..20 mA | Pressure & Velocity | Fluids | 665230 | 135.926 | 390
DLF2,5 A G1/4" | Pressure transmitter G1/4" – 4..20 mA | Pressure & Velocity | Fluids | 665247 | 135.926 | 390
DLF4 A G1/4" | Pressure transmitter G1/4" – 4..20 mA | Pressure & Velocity | Fluids | 665254 | 135.926 | 390
DLF6 A G1/4" | Pressure transmitter G1/4" – 4..20 mA | Pressure & Velocity | Fluids | 665261 | 135.926 | 390
DLF10 A G1/4" | Pressure transmitter G1/4" – 4..20 mA | Pressure & Velocity | Fluids | 665278 | 135.926 | 390
DLF16 A G1/4" | Pressure transmitter G1/4" – 4..20 mA | Pressure & Velocity | Fluids | 665285 | 135.926 | 390
DLF25 A G1/4" | Pressure transmitter G1/4" – 4..20 mA | Pressure & Velocity | Fluids | 665292 | 135.926 | 390
DLF40 A G1/4" | Pressure transmitter G1/4" – 4..20 mA | Pressure & Velocity | Fluids | 665308 | 135.926 | 390
DLF60 A G1/4" | Pressure transmitter G1/4" – 4..20 mA | Pressure & Velocity | Fluids | 665315 | 135.926 | 390
DLF100 A G1/4" | Pressure transmitter G1/4" – 4..20 mA | Pressure & Velocity | Fluids | 665322 | 135.926 | 390
DLF-1..0 V G1/2" | Pressure transmitter G1/2" – 0..10 V | Pressure & Velocity | Fluids | 682541 | 152.684 | 390
DLF1 V G1/2" | Pressure transmitter G1/2" – 0..10 V | Pressure & Velocity | Fluids | 681193 | 152.684 | 390
DLF1,6 V G1/2" | Pressure transmitter G1/2" – 0..10 V | Pressure & Velocity | Fluids | 682558 | 152.684 | 390
DLF2 V G1/2" | Pressure transmitter G1/2" – 0..10 V | Pressure & Velocity | Fluids | 682565 | 152.684 | 390
DLF2,5 V G1/2" | Pressure transmitter G1/2" – 0..10 V | Pressure & Velocity | Fluids | 681209 | 152.684 | 390
DLF4 V G1/2" | Pressure transmitter G1/2" – 0..10 V | Pressure & Velocity | Fluids | 681216 | 152.684 | 390
DLF6 V G1/2" | Pressure transmitter G1/2" – 0..10 V | Pressure & Velocity | Fluids | 681223 | 152.684 | 390
DLF10 V G1/2" | Pressure transmitter G1/2" – 0..10 V | Pressure & Velocity | Fluids | 681230 | 152.684 | 390
DLF16 V G1/2" | Pressure transmitter G1/2" – 0..10 V | Pressure & Velocity | Fluids | 681247 | 152.684 | 390
DLF25 V G1/2" | Pressure transmitter G1/2" – 0..10 V | Pressure & Velocity | Fluids | 681254 | 152.684 | 390
DLF40 V G1/2" | Pressure transmitter G1/2" – 0..10 V | Pressure & Velocity | Fluids | 682572 | 152.684 | 390
DLF60 V G1/2" | Pressure transmitter G1/2" – 0..10 V | Pressure & Velocity | Fluids | 682589 | 152.684 | 390
DLF100 V G1/2" | Pressure transmitter G1/2" – 0..10 V | Pressure & Velocity | Fluids | 682596 | 152.684 | 390
DLF-1..0 A G1/2" | Pressure transmitter G1/2" – 4..20 mA | Pressure & Velocity | Fluids | 682602 | 144.837 | 390
DLF1 A G1/2" | Pressure transmitter G1/2" – 4..20 mA | Pressure & Velocity | Fluids | 681261 | 144.837 | 390
DLF1,6 A G1/2" | Pressure transmitter G1/2" – 4..20 mA | Pressure & Velocity | Fluids | 682619 | 144.837 | 390
DLF2 A G1/2" | Pressure transmitter G1/2" – 4..20 mA | Pressure & Velocity | Fluids | 682626 | 144.837 | 390
DLF2,5 A G1/2" | Pressure transmitter G1/2" – 4..20 mA | Pressure & Velocity | Fluids | 681278 | 144.837 | 390
DLF4 A G1/2" | Pressure transmitter G1/2" – 4..20 mA | Pressure & Velocity | Fluids | 681285 | 144.837 | 390
DLF6 A G1/2" | Pressure transmitter G1/2" – 4..20 mA | Pressure & Velocity | Fluids | 681292 | 144.837 | 390
DLF10 A G1/2" | Pressure transmitter G1/2" – 4..20 mA | Pressure & Velocity | Fluids | 681308 | 144.837 | 390
DLF16 A G1/2" | Pressure transmitter G1/2" – 4..20 mA | Pressure & Velocity | Fluids | 681315 | 144.837 | 390
DLF25 A G1/2" | Pressure transmitter G1/2" – 4..20 mA | Pressure & Velocity | Fluids | 681322 | 144.837 | 390
DLF40 A G1/2" | Pressure transmitter G1/2" – 4..20 mA | Pressure & Velocity | Fluids | 682633 | 144.837 | 390
DLF60 A G1/2" | Pressure transmitter G1/2" – 4..20 mA | Pressure & Velocity | Fluids | 682640 | 144.837 | 390
DLF100 A G1/2" | Pressure transmitter G1/2" – 4..20 mA | Pressure & Velocity | Fluids | 682657 | 144.837 | 390
DPL1 V | Differential pressure transmitter – 0..10 V | Pressure & Velocity | Fluids | 346580 | 417.62 | 392
DPL2,5 V | Differential pressure transmitter – 0..10 V | Pressure & Velocity | Fluids | 346665 | 417.62 | 392
DPL4 V | Differential pressure transmitter – 0..10 V | Pressure & Velocity | Fluids | 346672 | 417.62 | 392
DPL6 V | Differential pressure transmitter – 0..10 V | Pressure & Velocity | Fluids | 346689 | 417.62 | 392
DPL1 A | Differential pressure transmitter – 4..20 mA | Pressure & Velocity | Fluids | 346597 | 417.62 | 392
DPL2,5 A | Differential pressure transmitter – 4..20 mA | Pressure & Velocity | Fluids | 346696 | 417.62 | 392
DPL4 A | Differential pressure transmitter – 4..20 mA | Pressure & Velocity | Fluids | 346702 | 417.62 | 392
DPL6 A | Differential pressure transmitter – 4..20 mA | Pressure & Velocity | Fluids | 346719 | 417.62 | 392
NOVOS 5 CO2+VOC LCD VV | Room sensor CO2 + VOC or mix – active 2x 0..10 V ¦ 2x 4..20 mA | Air Quality | Room Sensors | 735599 | 426.664 | 396
NOVOS 5 CO2+VOC LCD AA | Room sensor CO2 + VOC or mix – active 2x 0..10 V ¦ 2x 4..20 mA | Air Quality | Room Sensors | 735667 | 426.664 | 396
NOVOS 5 CO2+VOC Design LCD VV | Room sensor CO2 + VOC or mix design – active 2x 0..10 V ¦ 2x 4..20 mA (please specify desired design panel) | Air Quality | Room Sensors | 735605 | 426.664 | 396
NOVOS 5 CO2+VOC Design LCD AA | Room sensor CO2 + VOC or mix design – active 2x 0..10 V ¦ 2x 4..20 mA (please specify desired design panel) | Air Quality | Room Sensors | 735674 | 426.664 | 396
NOVOS 5 CO2+VOC Temp LCD 3xV | Room sensor CO2 + VOC or mix + temperature – active 3x 0..10 V ¦ 3x 4..20 mA | Air Quality | Room Sensors | 735629 | 453.264 | 396
NOVOS 5 CO2+VOC Temp Design LCD 3xV | Room sensor CO2 + VOC or mix + temperature design – active 3x 0..10 V ¦ 3x 4..20 mA (please specify desired design panel) | Air Quality | Room Sensors | 735636 | 453.264 | 396
NOVOS 5 CO2+VOC Temp_rH LCD 4xV | Room sensor CO2 + VOC or mix + temperature + humidity – active 4x 0..10 V ¦ 4x 4..20 mA | Air Quality | Room Sensors | 735643 | 506.464 | 396
NOVOS 5 CO2+VOC Temp_rH Design LCD 4xV | Room sensor CO2 + VOC or mix + temperature + humidity design – active 4x 0..10 V ¦ 4x 4..20 mA (please specify desired design panel) | Air Quality | Room Sensors | 735650 | 506.464 | 396
NOVOS 5 CO2+VOC LCD RS485 Modbus | Room sensor CO2 + VOC or mix – active BUS | Air Quality | Room Sensors | 735513 | 475.874 | 396
NOVOS 5 CO2+VOC Design LCD RS485 Modbus | Room sensor CO2 + VOC or mix design – active BUS (please specify desired design panel) | Air Quality | Room Sensors | 735520 | 475.874 | 396
NOVOS 5 CO2+VOC Temp LCD RS485 Modbus | Room sensor CO2 + VOC or mix + temperature – active BUS | Air Quality | Room Sensors | 735728 | 502.474 | 396
NOVOS 5 CO2+VOC Temp Design LCD RS485 Modbus | Room sensor CO2 + VOC or mix + temperature design – active BUS (please specify desired design panel) | Air Quality | Room Sensors | 735735 | 502.474 | 396
NOVOS 5 CO2+VOC Temp_rH LCD RS485 Modbus | Room sensor CO2 + VOC or mix + temperature + humidity – active BUS | Air Quality | Room Sensors | 735742 | 555.674 | 396
NOVOS 5 CO2+VOC Temp_rH Design LCD RS485 Modbus | Room sensor CO2 + VOC or mix + temperature + humidity design – active BUS (please specify desired design panel) | Air Quality | Room Sensors | 735759 | 555.674 | 396
NOVOS 3 CO2+VOC VV | Room sensor CO2 + VOC or mix – active 2x 0..10 V ¦ 2x 4..20 mA | Air Quality | Room Sensors | 735353 | 372.4 | 408
NOVOS 3 CO2+VOC AA | Room sensor CO2 + VOC or mix – active 2x 0..10 V ¦ 2x 4..20 mA | Air Quality | Room Sensors | 735421 | 372.4 | 408
NOVOS 3 CO2+VOC Design VV | Room sensor CO2 + VOC or mix design – active 2x 0..10 V ¦ 2x 4..20 mA (please specify desired design panel) | Air Quality | Room Sensors | 735391 | 372.4 | 408
NOVOS 3 CO2+VOC Design AA | Room sensor CO2 + VOC or mix design – active 2x 0..10 V ¦ 2x 4..20 mA (please specify desired design panel) | Air Quality | Room Sensors | 735452 | 372.4 | 408
NOVOS 3 CO2+VOC Temp 3xV | Room sensor CO2 + VOC or mix + temperature – active 3x 0..10 V ¦ 3x 4..20 mA | Air Quality | Room Sensors | 735360 | 399 | 408
NOVOS 3 CO2+VOC Temp 3xA | Room sensor CO2 + VOC or mix + temperature – active 3x 0..10 V ¦ 3x 4..20 mA | Air Quality | Room Sensors | 735438 | 425.6 | 408
NOVOS 3 CO2+VOC Temp Design 3xV | Room sensor CO2 + VOC or mix + temperature design – active 3x 0..10 V ¦ 3x 4..20 mA (please specify desired design panel) | Air Quality | Room Sensors | 735407 | 399 | 408
NOVOS 3 CO2+VOC Temp Design 3xA | Room sensor CO2 + VOC or mix + temperature design – active 3x 0..10 V ¦ 3x 4..20 mA (please specify desired design panel) | Air Quality | Room Sensors | 735469 | 425.6 | 408
NOVOS 3 CO2+VOC Temp_rH 4xV | Room sensor CO2 + VOC or mix + temperature + humidity – active 4x 0..10 V ¦ 4x 4..20 mA | Air Quality | Room Sensors | 735377 | 452.2 | 408
NOVOS 3 CO2+VOC Temp_rH 4xA | Room sensor CO2 + VOC or mix + temperature + humidity – active 4x 0..10 V ¦ 4x 4..20 mA | Air Quality | Room Sensors | 735445 | 505.4 | 408
NOVOS 3 CO2+VOC Temp_rH Design 4xV | Room sensor CO2 + VOC or mix + temperature + humidity design – active 4x 0..10 V ¦ 4x 4..20 mA (please specify desired design panel) | Air Quality | Room Sensors | 735414 | 452.2 | 408
NOVOS 3 CO2+VOC Temp_rH Design 4xA | Room sensor CO2 + VOC or mix + temperature + humidity design – active 4x 0..10 V ¦ 4x 4..20 mA (please specify desired design panel) | Air Quality | Room Sensors | 735476 | 505.4 | 408
NOVOS 3 CO2+VOC RS485 Modbus | Room sensor CO2 + VOC or mix – active BUS | Air Quality | Room Sensors | 735483 | 421.61 | 408
NOVOS 3 CO2+VOC Design RS485 Modbus | Room sensor CO2 + VOC or mix design – active BUS (please specify desired design panel) | Air Quality | Room Sensors | 735490 | 421.61 | 408
NOVOS 3 CO2+VOC Temp RS485 Modbus | Room sensor CO2 + VOC or mix + temperature – active BUS | Air Quality | Room Sensors | 735544 | 448.21 | 408
NOVOS 3 CO2+VOC Temp Design RS485 Modbus | Room sensor CO2 + VOC or mix + temperature design – active BUS (please specify desired design panel) | Air Quality | Room Sensors | 735575 | 448.21 | 408
NOVOS 3 CO2+VOC Temp_rH RS485 Modbus | Room sensor CO2 + VOC or mix + temperature + humidity – active BUS | Air Quality | Room Sensors | 735568 | 501.41 | 408
NOVOS 3 CO2+VOC Temp_rH Design RS485 Modbus | Room sensor CO2 + VOC or mix + temperature + humidity design – active BUS (please specify desired design panel) | Air Quality | Room Sensors | 735582 | 501.41 | 408
NOVOS 5 CO2 Temp LCD VV | Room sensor CO2 + temperature – active 2x 0..10 V ¦ 2x 4..20 mA | Air Quality | Room Sensors | 734202 | 353.514 | 400
NOVOS 5 CO2 Temp LCD AA | Room sensor CO2 + temperature – active 2x 0..10 V ¦ 2x 4..20 mA | Air Quality | Room Sensors | 734240 | 353.514 | 400
NOVOS 5 CO2 Temp Design LCD VV | Room sensor CO2 + temperature design – active 2x 0..10 V ¦ 2x 4..20 mA (please specify desired design panel) | Air Quality | Room Sensors | 734219 | 353.514 | 400
NOVOS 5 CO2 Temp Design LCD AA | Room sensor CO2 + temperature design – active 2x 0..10 V ¦ 2x 4..20 mA (please specify desired design panel) | Air Quality | Room Sensors | 734257 | 353.514 | 400
NOVOS 5 CO2 Temp_rH LCD 3xV | Room sensor CO2 + temperature + humidity – active 3x 0..10 V ¦ 3x 4..20 mA | Air Quality | Room Sensors | 734226 | 406.714 | 400
NOVOS 5 CO2 Temp_rH LCD 3xA | Room sensor CO2 + temperature + humidity – active 3x 0..10 V ¦ 3x 4..20 mA | Air Quality | Room Sensors | 734264 | 433.314 | 400
NOVOS 5 CO2 Temp_rH Design LCD 3xV | Room sensor CO2 + temperature + humidity design – active 3x 0..10 V ¦ 3x 4..20 mA (please specify desired design panel) | Air Quality | Room Sensors | 734233 | 406.714 | 400
NOVOS 5 CO2 Temp_rH Design LCD 3xA | Room sensor CO2 + temperature + humidity design – active 3x 0..10 V ¦ 3x 4..20 mA (please specify desired design panel) | Air Quality | Room Sensors | 734271 | 433.314 | 400
NOVOS 5 CO2 Temp LCD RS485 Modbus | Room sensor CO2 + temperature – active BUS | Air Quality | Room Sensors | 734295 | 402.724 | 400
NOVOS 5 CO2 Temp Design LCD RS485 Modbus | Room sensor CO2 + temperature design – active BUS (please specify desired design panel) | Air Quality | Room Sensors | 734301 | 402.724 | 400
NOVOS 5 CO2 Temp_rH LCD RS485 Modbus | Room sensor CO2 + temperature + humidity – active BUS | Air Quality | Room Sensors | 734639 | 455.924 | 400
NOVOS 5 CO2 Temp_rH Design LCD RS485 Modbus | Room sensor CO2 + temperature + humidity design – active BUS (please specify desired design panel) | Air Quality | Room Sensors | 734646 | 455.924 | 400
NOVOS 3 CO2 V | Room sensor CO2 – active 0..10 V ¦ 4..20 mA | Air Quality | Room Sensors | 733663 | 239.4 | 412
NOVOS 3 CO2 A | Room sensor CO2 – active 0..10 V ¦ 4..20 mA | Air Quality | Room Sensors | 733724 | 239.4 | 412
NOVOS 3 CO2 Design V | Room sensor CO2 design – active 0..10 V ¦ 4..20 mA (please specify desired design panel) | Air Quality | Room Sensors | 733694 | 239.4 | 412
NOVOS 3 CO2 Design A | Room sensor CO2 design – active 0..10 V ¦ 4..20 mA (please specify desired design panel) | Air Quality | Room Sensors | 733755 | 239.4 | 412
NOVOS 3 CO2 Temp VV | Room sensor CO2 + temperature – active 2x 0..10 V ¦ 2x 4..20 mA | Air Quality | Room Sensors | 733670 | 299.25 | 412
NOVOS 3 CO2 Temp AA | Room sensor CO2 + temperature – active 2x 0..10 V ¦ 2x 4..20 mA | Air Quality | Room Sensors | 733731 | 299.25 | 412
NOVOS 3 CO2 Temp Design VV | Room sensor CO2 + temperature design – active 2x 0..10 V ¦ 2x 4..20 mA (please specify desired design panel) | Air Quality | Room Sensors | 733700 | 299.25 | 412
NOVOS 3 CO2 Temp Design AA | Room sensor CO2 + temperature design – active 2x 0..10 V ¦ 2x 4..20 mA (please specify desired design panel) | Air Quality | Room Sensors | 733762 | 299.25 | 412
NOVOS 3 CO2 Temp_rH 3xV | Room sensor CO2 + temperature + humidity – active 3x 0..10 V ¦ 3x 4..20 mA | Air Quality | Room Sensors | 733687 | 352.45 | 412
NOVOS 3 CO2 Temp_rH 3xA | Room sensor CO2 + temperature + humidity – active 3x 0..10 V ¦ 3x 4..20 mA | Air Quality | Room Sensors | 733748 | 379.05 | 412
NOVOS 3 CO2 Temp_rH Design 3xV | Room sensor CO2 + temperature + humidity design – active 2x 0..10 V ¦ 2x 4..20 mA (please specify desired design panel) | Air Quality | Room Sensors | 733717 | 352.45 | 412
NOVOS 3 CO2 Temp_rH Design 3xA | Room sensor CO2 + temperature + humidity design – active 2x 0..10 V ¦ 2x 4..20 mA (please specify desired design panel) | Air Quality | Room Sensors | 733779 | 379.05 | 412
NOVOS 3 CO2 Temp RS485 Modbus | Room sensor CO2 + temperature – active BUS | Air Quality | Room Sensors | 734165 | 348.46 | 412
NOVOS 3 CO2 Temp Design RS485 Modbus | Room sensor CO2 + temperature design – active BUS (please specify desired design panel) | Air Quality | Room Sensors | 734189 | 348.46 | 412
NOVOS 3 CO2 Temp_rH RS485 Modbus | Room sensor CO2 + temperature + humidity – active BUS | Air Quality | Room Sensors | 734172 | 401.66 | 412
NOVOS 3 CO2 Temp_rH Design RS485 Modbus | Room sensor CO2 + temperature + humidity design – active BUS (please specify desired design panel) | Air Quality | Room Sensors | 734196 | 401.66 | 412
NOVOS 5 VOC Temp LCD VV | Room sensor VOC + temperature – active 2x 0..10 V ¦ 2x 4..20 mA | Air Quality | Room Sensors | 735209 | 300.314 | 404
NOVOS 5 VOC Temp LCD AA | Room sensor VOC + temperature – active 2x 0..10 V ¦ 2x 4..20 mA | Air Quality | Room Sensors | 735247 | 300.314 | 404
NOVOS 5 VOC Temp Design LCD VV | Room sensor VOC + temperature design – active 2x 0..10 V ¦ 2x 4..20 mA (please specify desired design panel) | Air Quality | Room Sensors | 735216 | 300.314 | 404
NOVOS 5 VOC Temp Design LCD AA | Room sensor VOC + temperature design – active 2x 0..10 V ¦ 2x 4..20 mA (please specify desired design panel) | Air Quality | Room Sensors | 735254 | 300.314 | 404
NOVOS 5 VOC Temp_rH LCD 3xV | Room sensor VOC + temperature + humidity – active 3x 0..10 V ¦ 3x 4..20 mA | Air Quality | Room Sensors | 735223 | 353.514 | 404
NOVOS 5 VOC Temp_rH LCD 3xA | Room sensor VOC + temperature + humidity – active 3x 0..10 V ¦ 3x 4..20 mA | Air Quality | Room Sensors | 735261 | 380.114 | 404
NOVOS 5 VOC Temp_rH Design LCD 3xV | Room sensor VOC + temperature + humidity design – active 3x 0..10 V ¦ 3x 4..20 mA (please specify desired design panel) | Air Quality | Room Sensors | 735230 | 353.514 | 404
NOVOS 5 VOC Temp_rH Design LCD 3xA | Room sensor VOC + temperature + humidity design – active 3x 0..10 V ¦ 3x 4..20 mA (please specify desired design panel) | Air Quality | Room Sensors | 735278 | 380.114 | 404
NOVOS 5 VOC Temp LCD RS485 Modbus | Room sensor VOC + temperature – active BUS | Air Quality | Room Sensors | 735292 | 349.524 | 404
NOVOS 5 VOC Temp Design LCD RS485 Modbus | Room sensor VOC + temperature design – active BUS (please specify desired design panel) | Air Quality | Room Sensors | 735315 | 349.524 | 404
NOVOS 5 VOC Temp_rH LCD RS485 Modbus | Room sensor VOC + temperature + humidity – active BUS | Air Quality | Room Sensors | 735322 | 402.724 | 404
NOVOS 5 VOC Temp_rH Design LCD RS485 Modbus | Room sensor VOC + temperature + humidity design – active BUS (please specify desired design panel) | Air Quality | Room Sensors | 735346 | 402.724 | 404
NOVOS 3 VOC V | Room sensor VOC – active 0..10 V ¦ 4..20 mA | Air Quality | Room Sensors | 734653 | 219.45 | 416
NOVOS 3 VOC A | Room sensor VOC – active 0..10 V ¦ 4..20 mA | Air Quality | Room Sensors | 734738 | 219.45 | 416
NOVOS 3 VOC Design V | Room sensor VOC design – active 0..10 V ¦ 4..20 mA (please specify desired design panel) | Air Quality | Room Sensors | 734684 | 219.45 | 416
NOVOS 3 VOC Design A | Room sensor VOC design – active 0..10 V ¦ 4..20 mA (please specify desired design panel) | Air Quality | Room Sensors | 734769 | 219.45 | 416
NOVOS 3 VOC Temp VV | Room sensor VOC + temperature – active 2x 0..10 V ¦ 2x 4..20 mA | Air Quality | Room Sensors | 734660 | 246.05 | 416
NOVOS 3 VOC Temp AA | Room sensor VOC + temperature – active 2x 0..10 V ¦ 2x 4..20 mA | Air Quality | Room Sensors | 734745 | 246.05 | 416
NOVOS 3 VOC Temp Design VV | Room sensor VOC + temperature design – active 2x 0..10 V ¦ 2x 4..20 mA (please specify desired design panel) | Air Quality | Room Sensors | 734707 | 246.05 | 416
NOVOS 3 VOC Temp Design AA | Room sensor VOC + temperature design – active 2x 0..10 V ¦ 2x 4..20 mA (please specify desired design panel) | Air Quality | Room Sensors | 734783 | 246.05 | 416
NOVOS 3 VOC Temp_rH 3xV | Room sensor VOC + temperature + humidity – active 3x 0..10 V ¦ 3x 4..20 mA | Air Quality | Room Sensors | 734677 | 299.25 | 416
NOVOS 3 VOC Temp_rH 3xA | Room sensor VOC + temperature + humidity – active 3x 0..10 V ¦ 3x 4..20 mA | Air Quality | Room Sensors | 734752 | 325.85 | 416
NOVOS 3 VOC Temp_rH Design 3xV | Room sensor VOC + temperature + humidity design – active 2x 0..10 V ¦ 2x 4..20 mA (please specify desired design panel) | Air Quality | Room Sensors | 734721 | 299.25 | 416
NOVOS 3 VOC Temp_rH Design 3xA | Room sensor VOC + temperature + humidity design – active 2x 0..10 V ¦ 2x 4..20 mA (please specify desired design panel) | Air Quality | Room Sensors | 734790 | 325.85 | 416
NOVOS 3 VOC Temp RS485 Modbus | Room sensor VOC + temperature – active BUS | Air Quality | Room Sensors | 734813 | 295.26 | 416
NOVOS 3 VOC Temp Design RS485 Modbus | Room sensor VOC + temperature design – active BUS (please specify desired design panel) | Air Quality | Room Sensors | 734868 | 295.26 | 416
NOVOS 3 VOC Temp_rH RS485 Modbus | Room sensor VOC + temperature + humidity – active BUS | Air Quality | Room Sensors | 734820 | 348.46 | 416
NOVOS 3 VOC Temp_rH Design RS485 Modbus | Room sensor VOC + temperature + humidity design – active BUS (please specify desired design panel) | Air Quality | Room Sensors | 734875 | 348.46 | 416
WRF04 CO2 VV | Room sensor CO2 + temperature – active 2x 0..10 V | Air Quality | Room Sensors | 423717 | 333.963 | 420
WRF04 CO2 VV LCD | Room sensor CO2 + temperature – active 2x 0..10 V | Air Quality | Room Sensors | 423731 | 373.331 | 420
WRF04 CO2 VV TLF | Room sensor CO2 + temperature – active 2x 0..10 V | Air Quality | Room Sensors | 423724 | 343.805 | 420
WRF04 CO2 VV LCD TLF | Room sensor CO2 + temperature – active 2x 0..10 V | Air Quality | Room Sensors | 439114 | 383.173 | 420
WRF04 CO2 RS485 Modbus | Room sensor CO2 + temperature – active RS485 Modbus | Air Quality | Room Sensors | 470629 | 363.489 | 420
WRF04 CO2 RS485 Modbus LCD | Room sensor CO2 + temperature – active RS485 Modbus | Air Quality | Room Sensors | 470643 | 402.857 | 420
WRF04 CO2 RS485 Modbus TLF | Room sensor CO2 + temperature – active RS485 Modbus | Air Quality | Room Sensors | 470636 | 373.331 | 420
WRF04 CO2 RS485 Modbus LCD TLF | Room sensor CO2 + temperature – active RS485 Modbus | Air Quality | Room Sensors | 630344 | 412.699 | 420
WRF04 CO2 RS485 BACnet (MS/TP) | Room sensor CO2 + temperature – active BACnet MS/TP | Air Quality | Room Sensors | 548274 | 363.489 | 420
WRF04 CO2 RS485 BACnet (MS/TP) TLF | Room sensor CO2 + temperature – active BACnet MS/TP | Air Quality | Room Sensors | 548847 | 373.331 | 420
WRF04 CO2 LON | Room sensor CO2 + temperature – active LON | Air Quality | Room Sensors | 470544 | 381.71 | 420
WRF04 CO2 LON LCD | Room sensor CO2 + temperature – active LON | Air Quality | Room Sensors | 470575 | 421.078 | 420
WRF04 CO2 LON TLF | Room sensor CO2 + temperature – active LON | Air Quality | Room Sensors | 470551 | 391.552 | 420
WRF04 CO2 LON LCD TLF | Room sensor CO2 + temperature – active LON | Air Quality | Room Sensors | 630337 | 430.92 | 420
WRF04 CO2 rH 3xV | Room sensor CO2 + temperature + relative humidity – active 3xV 0..10 V | Air Quality | Room Sensors | 423748 | 404.054 | 420
WRF04 CO2 rH 3xV LCD | Room sensor CO2 + temperature + relative humidity – active 3xV 0..10 V | Air Quality | Room Sensors | 423762 | 443.422 | 420
WRF04 CO2 rH 3xV TLF | Room sensor CO2 + temperature + relative humidity – active 3xV 0..10 V | Air Quality | Room Sensors | 423755 | 413.896 | 420
WRF04 CO2 rH 3xV LCD TLF | Room sensor CO2 + temperature + relative humidity – active 3xV 0..10 V | Air Quality | Room Sensors | 447164 | 453.264 | 420
WRF04 CO2 rH RS485 Modbus | Room sensor CO2 + temperature + relative humidity – active RS485 Modbus | Air Quality | Room Sensors | 470650 | 433.58 | 420
WRF04 CO2 rH RS485 Modbus LCD | Room sensor CO2 + temperature + relative humidity – active RS485 Modbus | Air Quality | Room Sensors | 470674 | 472.948 | 420
WRF04 CO2 rH RS485 Modbus TLF | Room sensor CO2 + temperature + relative humidity – active RS485 Modbus | Air Quality | Room Sensors | 470667 | 443.422 | 420
WRF04 CO2 rH RS485 Modbus LCD TLF | Room sensor CO2 + temperature + relative humidity – active RS485 Modbus | Air Quality | Room Sensors | 630351 | 482.79 | 420
WRF04 CO2 rH RS485 BACnet (MS/TP) | Room sensor CO2 + temperature + relative humidity – active BACnet MS/TP | Air Quality | Room Sensors | 548854 | 433.58 | 420
WRF04 CO2 rH RS485 BACnet (MS/TP) TLF | Room sensor CO2 + temperature + relative humidity – active BACnet MS/TP | Air Quality | Room Sensors | 597012 | 443.422 | 420
WRF04 CO2 rH LON | Room sensor CO2 + temperature + relative humidity – active LON | Air Quality | Room Sensors | 470582 | 451.934 | 420
WRF04 CO2 rH LON LCD | Room sensor CO2 + temperature + relative humidity – active LON | Air Quality | Room Sensors | 470612 | 491.302 | 420
WRF04 CO2 rH LON TLF | Room sensor CO2 + temperature + relative humidity – active LON | Air Quality | Room Sensors | 470599 | 461.776 | 420
WRF04 CO2 rH LON LCD TLF | Room sensor CO2 + temperature + relative humidity – active LON | Air Quality | Room Sensors | 630368 | 501.144 | 420
LC-WRF04 CO2 | Room sensor CO2 – active 0..10 V | Air Quality | Room Sensors | 547994 | 258.951 | 423
WRF06 CO2+VOC VV pure white matt without frame | Room sensor CO2 + VOC – active 2x 0..10 V | Air Quality | Room Sensors | 732420 | 449.806 | 424
WRF06 CO2+VOC VV pure white brilliant without frame | Room sensor CO2 + VOC – active 2x 0..10 V | Air Quality | Room Sensors | 732437 | 449.806 | 424
WRF06 CO2+VOC VV aluminium without frame | Room sensor CO2 + VOC – active 2x 0..10 V | Air Quality | Room Sensors | 732444 | 449.806 | 424
WRF06 CO2+VOC VV Jung aluminium without frame | Room sensor CO2 + VOC – active 2x 0..10 V | Air Quality | Room Sensors | 732451 | 449.806 | 424
WRF06 CO2+VOC VV anthracite without frame | Room sensor CO2 + VOC – active 2x 0..10 V | Air Quality | Room Sensors | 732468 | 449.806 | 424
WRF06 CO2+VOC Temp_rH 4xV pure white matt without frame | Room sensor CO2 + VOC + temperature + relative humidity – active 4x 0..10 V | Air Quality | Room Sensors | 732475 | 455.259 | 424
WRF06 CO2+VOC Temp_rH 4xV pure white brilliant without frame | Room sensor CO2 + VOC + temperature + relative humidity – active 4x 0..10 V | Air Quality | Room Sensors | 732482 | 455.259 | 424
WRF06 CO2+VOC Temp_rH 4xV aluminium without frame | Room sensor CO2 + VOC + temperature + relative humidity – active 4x 0..10 V | Air Quality | Room Sensors | 732499 | 455.259 | 424
WRF06 CO2+VOC Temp_rH 4xV Jung aluminium without frame | Room sensor CO2 + VOC + temperature + relative humidity – active 4x 0..10 V | Air Quality | Room Sensors | 732505 | 455.259 | 424
WRF06 CO2+VOC Temp_rH 4xV anthracite without frame | Room sensor CO2 + VOC + temperature + relative humidity – active 4x 0..10 V | Air Quality | Room Sensors | 732512 | 455.259 | 424
WRF06 CO2 V pure white matt without frame | Room sensor CO2 – active 0..10 V | Air Quality | Room Sensors | 732529 | 384.37 | 424
WRF06 CO2 V pure white brilliant without frame | Room sensor CO2 – active 0..10 V | Air Quality | Room Sensors | 731515 | 384.37 | 424
WRF06 CO2 V aluminium without frame | Room sensor CO2 – active 0..10 V | Air Quality | Room Sensors | 732536 | 384.37 | 424
WRF06 CO2 V Jung aluminium without frame | Room sensor CO2 – active 0..10 V | Air Quality | Room Sensors | 732543 | 384.37 | 424
WRF06 CO2 V anthracite without frame | Room sensor CO2 – active 0..10 V | Air Quality | Room Sensors | 725828 | 384.37 | 424
WRF06 CO2 Temp VV pure white matt without frame | Room sensor CO2 + temperature – active 2x 0..10 V | Air Quality | Room Sensors | 728492 | 389.823 | 424
WRF06 CO2 Temp VV pure white brilliant without frame | Room sensor CO2 + temperature – active 2x 0..10 V | Air Quality | Room Sensors | 724555 | 389.823 | 424
WRF06 CO2 Temp VV aluminium without frame | Room sensor CO2 + temperature – active 2x 0..10 V | Air Quality | Room Sensors | 732550 | 389.823 | 424
WRF06 CO2 Temp VV Jung aluminium without frame | Room sensor CO2 + temperature – active 2x 0..10 V | Air Quality | Room Sensors | 732567 | 389.823 | 424
WRF06 CO2 Temp VV anthracite without frame | Room sensor CO2 + temperature – active 2x 0..10 V | Air Quality | Room Sensors | 732123 | 389.823 | 424
WRF06 CO2 Temp_rH 3xV pure white matt without frame | Room sensor CO2 + temperature + relative humidity – active 3x 0..10 V | Air Quality | Room Sensors | 732598 | 417.088 | 424
WRF06 CO2 Temp_rH 3xV pure white brilliant without frame | Room sensor CO2 + temperature + relative humidity – active 3x 0..10 V | Air Quality | Room Sensors | 726641 | 417.088 | 424
WRF06 CO2 Temp_rH 3xV aluminium without frame | Room sensor CO2 + temperature + relative humidity – active 3x 0..10 V | Air Quality | Room Sensors | 732611 | 417.088 | 424
WRF06 CO2 Temp_rH 3xV Jung aluminium without frame | Room sensor CO2 + temperature + relative humidity – active 3x 0..10 V | Air Quality | Room Sensors | 726634 | 417.088 | 424
WRF06 CO2 Temp_rH 3xV anthracite without frame | Room sensor CO2 + temperature + relative humidity – active 3x 0..10 V | Air Quality | Room Sensors | 732628 | 417.088 | 424
WRF06 VOC Temp VV pure white matt without frame | Room sensor VOC + temperature – active 2x 0..10 V | Air Quality | Room Sensors | 732635 | 376.124 | 424
WRF06 VOC Temp VV pure white brilliant without frame | Room sensor VOC + temperature – active 2x 0..10 V | Air Quality | Room Sensors | 731522 | 376.124 | 424
WRF06 VOC Temp VV aluminium without frame | Room sensor VOC + temperature – active 2x 0..10 V | Air Quality | Room Sensors | 727358 | 376.124 | 424
WRF06 VOC Temp VV Jung aluminium without frame | Room sensor VOC + temperature – active 2x 0..10 V | Air Quality | Room Sensors | 732659 | 376.124 | 424
WRF06 VOC Temp VV anthracite without frame | Room sensor VOC + temperature – active 2x 0..10 V | Air Quality | Room Sensors | 732666 | 376.124 | 424
WRF06 CO2+VOC RS485 Modbus pure white matt without frame | Room sensor CO2 + VOC – active BUS | Air Quality | Room Sensors | 732680 | 460.712 | 424
WRF06 CO2+VOC RS485 Modbus pure white brilliant without frame | Room sensor CO2 + VOC – active BUS | Air Quality | Room Sensors | 732697 | 460.712 | 424
WRF06 CO2+VOC RS485 Modbus aluminium without frame | Room sensor CO2 + VOC – active BUS | Air Quality | Room Sensors | 732703 | 460.712 | 424
WRF06 CO2+VOC RS485 Modbus Jung aluminium without frame | Room sensor CO2 + VOC – active BUS | Air Quality | Room Sensors | 732710 | 460.712 | 424
WRF06 CO2+VOC RS485 Modbus anthracite without frame | Room sensor CO2 + VOC – active BUS | Air Quality | Room Sensors | 732727 | 460.712 | 424
WRF06 CO2+VOC Temp_rH RS485 Modbus pure white matt without frame | Room sensor CO2 + VOC + temperature + relative humidity – active BUS | Air Quality | Room Sensors | 732734 | 493.563 | 424
WRF06 CO2+VOC Temp_rH RS485 Modbus pure white brilliant without frame | Room sensor CO2 + VOC + temperature + relative humidity – active BUS | Air Quality | Room Sensors | 732741 | 493.563 | 424
WRF06 CO2+VOC Temp_rH RS485 Modbus aluminium without frame | Room sensor CO2 + VOC + temperature + relative humidity – active BUS | Air Quality | Room Sensors | 732758 | 493.563 | 424
WRF06 CO2+VOC Temp_rH RS485 Modbus Jung aluminium without frame | Room sensor CO2 + VOC + temperature + relative humidity – active BUS | Air Quality | Room Sensors | 732765 | 493.563 | 424
WRF06 CO2+VOC Temp_rH RS485 Modbus anthracite without frame | Room sensor CO2 + VOC + temperature + relative humidity – active BUS | Air Quality | Room Sensors | 732772 | 493.563 | 424
WRF06 CO2 RS485 Modbus pure white matt without frame | Room sensor CO2 – active BUS | Air Quality | Room Sensors | 732796 | 395.276 | 424
WRF06 CO2 RS485 Modbus pure white brilliant without frame | Room sensor CO2 – active BUS | Air Quality | Room Sensors | 732802 | 395.276 | 424
WRF06 CO2 RS485 Modbus aluminium without frame | Room sensor CO2 – active BUS | Air Quality | Room Sensors | 732819 | 395.276 | 424
WRF06 CO2 RS485 Modbus Jung aluminium without frame | Room sensor CO2 – active BUS | Air Quality | Room Sensors | 732826 | 395.276 | 424
WRF06 CO2 RS485 Modbus anthracite without frame | Room sensor CO2 – active BUS | Air Quality | Room Sensors | 732833 | 395.276 | 424
WRF06 CO2 Temp RS485 Modbus pure white matt without frame | Room sensor CO2 + temperature – active BUS | Air Quality | Room Sensors | 732840 | 400.729 | 424
WRF06 CO2 Temp RS485 Modbus pure white brilliant without frame | Room sensor CO2 + temperature – active BUS | Air Quality | Room Sensors | 732857 | 400.729 | 424
WRF06 CO2 Temp RS485 Modbus aluminium without frame | Room sensor CO2 + temperature – active BUS | Air Quality | Room Sensors | 732864 | 400.729 | 424
WRF06 CO2 Temp RS485 Modbus Jung aluminium without frame | Room sensor CO2 + temperature – active BUS | Air Quality | Room Sensors | 732871 | 400.729 | 424
WRF06 CO2 Temp RS485 Modbus anthracite without frame | Room sensor CO2 + temperature – active BUS | Air Quality | Room Sensors | 732321 | 400.729 | 424
WRF06 CO2 Temp_rH RS485 Modbus pure white matt without frame | Room sensor CO2 + temperature + relative humidity – active BUS | Air Quality | Room Sensors | 732888 | 427.994 | 424
WRF06 CO2 Temp_rH RS485 Modbus pure white brilliant without frame | Room sensor CO2 + temperature + relative humidity – active BUS | Air Quality | Room Sensors | 732895 | 427.994 | 424
WRF06 CO2 Temp_rH RS485 Modbus aluminium without frame | Room sensor CO2 + temperature + relative humidity – active BUS | Air Quality | Room Sensors | 732901 | 427.994 | 424
WRF06 CO2 Temp_rH RS485 Modbus Jung aluminium without frame | Room sensor CO2 + temperature + relative humidity – active BUS | Air Quality | Room Sensors | 732918 | 427.994 | 424
WRF06 CO2 Temp_rH RS485 Modbus anthracite without frame | Room sensor CO2 + temperature + relative humidity – active BUS | Air Quality | Room Sensors | 728676 | 427.994 | 424
WRF06 VOC Temp RS485 Modbus pure white matt without frame | Room sensor VOC + temperature – active BUS | Air Quality | Room Sensors | 732925 | 387.03 | 424
WRF06 VOC Temp RS485 Modbus pure white brilliant without frame | Room sensor VOC + temperature – active BUS | Air Quality | Room Sensors | 732932 | 387.03 | 424
WRF06 VOC Temp RS485 Modbus aluminium without frame | Room sensor VOC + temperature – active BUS | Air Quality | Room Sensors | 732949 | 387.03 | 424
WRF06 VOC Temp RS485 Modbus Jung aluminium without frame | Room sensor VOC + temperature – active BUS | Air Quality | Room Sensors | 732963 | 387.03 | 424
WRF06 VOC Temp RS485 Modbus anthracite without frame | Room sensor VOC + temperature – active BUS | Air Quality | Room Sensors | 732970 | 387.03 | 424
LP+ CO2 V L5000 | Room pendulum sensor CO2 – active 0..10 V | Air Quality | Room Sensors | 690331 | 341.145 | 428
LP+ CO2 V L10m | Room pendulum sensor CO2 – active 0..10 V | Air Quality | Room Sensors | 706704 | 347.795 | 428
LW04 V | Room sensor VOC – active 0..10 V | Air Quality | Room Sensors | 191746 | 231.686 | 429
LW04 LON | Room sensor VOC – active LON | Air Quality | Room Sensors | 191753 | 275.044 | 429
LK+ CO2+VOC VV | Duct sensor CO2 + VOC or mix – active 2x 0..10 V ¦ 2x 4..20 mA | Air Quality | Duct Sensors | 662024 | 463.106 | 430
LK+ CO2+VOC AA | Duct sensor CO2 + VOC or mix – active 2x 0..10 V ¦ 2x 4..20 mA | Air Quality | Duct Sensors | 662031 | 463.106 | 430
LK+ CO2+VOC VV relay | Duct sensor CO2 + VOC or mix – active 2x 0..10 V ¦ 2x 4..20 mA ¦ relay | Air Quality | Duct Sensors | 662062 | 522.956 | 430
LK+ CO2+VOC LCD VV | Duct sensor CO2 + VOC or mix – active 2x 0..10 V ¦ 2x 4..20 mA ¦ relay | Air Quality | Duct Sensors | 662079 | 526.281 | 430
LK+ CO2+VOC LCD AA | Duct sensor CO2 + VOC or mix – active 2x 0..10 V ¦ 2x 4..20 mA ¦ relay | Air Quality | Duct Sensors | 662086 | 526.281 | 430
LK+ CO2+VOC LCD VV relay | Duct sensor CO2 + VOC or mix – active 2x 0..10 V ¦ 2x 4..20 mA ¦ relay | Air Quality | Duct Sensors | 662093 | 558.866 | 430
LK+ CO2+VOC Temp 3xV | Duct sensor CO2 + VOC or mix + temperature – active 3x 0..10 V | Air Quality | Duct Sensors | 662130 | 488.376 | 430
LK+ CO2+VOC LCD Temp 3xV | Duct sensor CO2 + VOC or mix + temperature – active 3x 0..10 V | Air Quality | Duct Sensors | 662147 | 551.551 | 430
LK+ CO2+VOC Temp_rH 4xV | Duct sensor CO2 + VOC or mix + temperature + humidity – active 4x 0..10 V | Air Quality | Duct Sensors | 662154 | 554.211 | 430
LK+ CO2+VOC LCD Temp_rH 4xV | Duct sensor CO2 + VOC or mix + temperature + humidity – active 4x 0..10 V | Air Quality | Duct Sensors | 662161 | 617.386 | 430
LK+ CO2+VOC RS485 Modbus | Duct sensor CO2 + VOC or mix – active BUS | Air Quality | Duct Sensors | 662109 | 520.429 | 430
LK+ CO2+VOC LCD RS485 Modbus | Duct sensor CO2 + VOC or mix – active BUS | Air Quality | Duct Sensors | 662116 | 587.328 | 430
LK+ CO2+VOC RS485 BACnet (MS/TP) | Duct sensor CO2 + VOC or mix – active BUS | Air Quality | Duct Sensors | 700368 | 520.429 | 430
LK+ CO2+VOC LCD RS485 BACnet (MS/TP) | Duct sensor CO2 + VOC or mix – active BUS | Air Quality | Duct Sensors | 700382 | 587.328 | 430
LK+ CO2+VOC Temp RS485 Modbus | Duct sensor CO2 + VOC or mix + temperature – active BUS | Air Quality | Duct Sensors | 662178 | 545.566 | 430
LK+ CO2+VOC LCD Temp RS485 Modbus | Duct sensor CO2 + VOC or mix + temperature – active BUS | Air Quality | Duct Sensors | 662185 | 612.465 | 430
LK+ CO2+VOC Temp RS485 BACnet (MS/TP) | Duct sensor CO2 + VOC or mix + temperature – active BUS | Air Quality | Duct Sensors | 700429 | 545.566 | 430
LK+ CO2+VOC LCD Temp RS485 BACnet (MS/TP) | Duct sensor CO2 + VOC or mix + temperature – active BUS | Air Quality | Duct Sensors | 700450 | 612.465 | 430
LK+ CO2+VOC Temp_rH RS485 Modbus | Duct sensor CO2 + VOC or mix + temperature + humidity – active BUS | Air Quality | Duct Sensors | 662192 | 611.534 | 430
LK+ CO2+VOC LCD Temp_rH RS485 Modbus | Duct sensor CO2 + VOC or mix + temperature + humidity – active BUS | Air Quality | Duct Sensors | 662208 | 678.433 | 430
LK+ CO2+VOC Temp_rH RS485 BACnet (MS/TP) | Duct sensor CO2 + VOC or mix + temperature + humidity – active BUS | Air Quality | Duct Sensors | 682862 | 611.534 | 430
LK+ CO2+VOC LCD Temp_rH RS485 BACnet (MS/TP) | Duct sensor CO2 + VOC or mix + temperature + humidity – active BUS | Air Quality | Duct Sensors | 700528 | 678.433 | 430
LK+ CO2 V | Duct sensor CO2 – active 0..10 V | Air Quality | Duct Sensors | 662253 | 289.142 | 434
LK+ CO2 100 V | Duct sensor CO2 ¦ VOC ¦ CO2 + VOC or Mix – active 1x/2x 0..10 V ¦ 2x 4..20 mA | Air Quality | Duct Sensors | 670418 | 289.142 | 434
LK+ CO2 Temp VV | Duct sensor CO2 + temperature – active 2x 0..10 V ¦ 2x 4..20 mA | Air Quality | Duct Sensors | 662260 | 364.819 | 434
LK+ CO2 100 Temp VV | Duct sensor CO2 + temperature – active 2x 0..10 V ¦ 2x 4..20 mA | Air Quality | Duct Sensors | 670432 | 364.819 | 434
LK+ CO2 Temp AA | Duct sensor CO2 + temperature – active 2x 0..10 V ¦ 2x 4..20 mA | Air Quality | Duct Sensors | 662277 | 364.819 | 434
LK+ CO2 100 Temp AA | Duct sensor CO2 + temperature – active 2x 0..10 V ¦ 2x 4..20 mA | Air Quality | Duct Sensors | 670449 | 364.819 | 434
LK+ CO2 Temp VV relay | Duct sensor CO2 + temperature – active 2x 0..10 V ¦ 2x 4..20 mA ¦ relay | Air Quality | Duct Sensors | 662307 | 424.669 | 434
LK+ CO2 100 Temp VV relay | Duct sensor CO2 + temperature – active 2x 0..10 V ¦ 2x 4..20 mA ¦ relay | Air Quality | Duct Sensors | 670456 | 424.669 | 434
LK+ CO2 LCD Temp VV | Duct sensor CO2 + temperature – active 2x 0..10 V ¦ 2x 4..20 mA ¦ relay | Air Quality | Duct Sensors | 662284 | 419.349 | 434
LK+ CO2 100 LCD Temp VV | Duct sensor CO2 + temperature – active 2x 0..10 V ¦ 2x 4..20 mA ¦ relay | Air Quality | Duct Sensors | 670463 | 419.349 | 434
LK+ CO2 LCD Temp AA | Duct sensor CO2 + temperature – active 2x 0..10 V ¦ 2x 4..20 mA ¦ relay | Air Quality | Duct Sensors | 662291 | 419.349 | 434
LK+ CO2 100 LCD Temp AA | Duct sensor CO2 + temperature – active 2x 0..10 V ¦ 2x 4..20 mA ¦ relay | Air Quality | Duct Sensors | 670470 | 419.349 | 434
LK+ CO2 LCD Temp VV relay | Duct sensor CO2 + temperature – active 2x 0..10 V ¦ 2x 4..20 mA ¦ relay | Air Quality | Duct Sensors | 662314 | 460.579 | 434
LK+ CO2 100 LCD Temp VV relay | Duct sensor CO2 + temperature – active 2x 0..10 V ¦ 2x 4..20 mA ¦ relay | Air Quality | Duct Sensors | 670487 | 460.579 | 434
LK+ CO2 Temp_rH 3xV | Duct sensor CO2 + temperature + humidity – active 3x 0..10 V | Air Quality | Duct Sensors | 662321 | 434.91 | 434
LK+ CO2 100 Temp_rH 3xV | Duct sensor CO2 + temperature + humidity – active 3x 0..10 V | Air Quality | Duct Sensors | 670494 | 434.91 | 434
LK+ CO2 LCD Temp_rH 3xV | Duct sensor CO2 + temperature + humidity – active 3x 0..10 V | Air Quality | Duct Sensors | 662338 | 489.44 | 434
LK+ CO2 100 LCD Temp_rH 3xV | Duct sensor CO2 + temperature + humidity – active 3x 0..10 V | Air Quality | Duct Sensors | 670500 | 489.44 | 434
LK+ CO2 Temp RS485 Modbus | Duct sensor CO2 + temperature – active BUS | Air Quality | Duct Sensors | 662345 | 422.142 | 434
LK+ CO2 100 Temp RS485 Modbus | Duct sensor CO2 + temperature – active BUS | Air Quality | Duct Sensors | 670555 | 422.142 | 434
LK+ CO2 LCD Temp RS485 Modbus | Duct sensor CO2 + temperature – active BUS | Air Quality | Duct Sensors | 662352 | 476.672 | 434
LK+ CO2 100 LCD Temp RS485 Modbus | Duct sensor CO2 + temperature – active BUS | Air Quality | Duct Sensors | 670562 | 476.672 | 434
LK+ CO2 Temp RS485 BACnet (MS/TP) | Duct sensor CO2 + temperature – active BUS | Air Quality | Duct Sensors | 700405 | 422.142 | 434
LK+ CO2 100 Temp RS485 BACnet (MS/TP) | Duct sensor CO2 + temperature – active BUS | Air Quality | Duct Sensors | 704120 | 422.142 | 434
LK+ CO2 LCD Temp RS485 BACnet (MS/TP) | Duct sensor CO2 + temperature – active BUS | Air Quality | Duct Sensors | 700436 | 476.672 | 434
LK+ CO2 100 LCD Temp RS485 BACnet (MS/TP) | Duct sensor CO2 + temperature – active BUS | Air Quality | Duct Sensors | 704137 | 476.672 | 434
LK+ CO2 Temp_rH RS485 Modbus | Duct sensor CO2 + temperature + humidity – active BUS | Air Quality | Duct Sensors | 662376 | 492.233 | 434
LK+ CO2 100 Temp_rH RS485 Modbus | Duct sensor CO2 + temperature + humidity – active BUS | Air Quality | Duct Sensors | 670579 | 492.233 | 434
LK+ CO2 LCD Temp_rH RS485 Modbus | Duct sensor CO2 + temperature + humidity – active BUS | Air Quality | Duct Sensors | 662383 | 546.763 | 434
LK+ CO2 100 LCD Temp_rH RS485 Modbus | Duct sensor CO2 + temperature + humidity – active BUS | Air Quality | Duct Sensors | 670586 | 546.763 | 434
LK+ CO2 Temp_rH RS485 BACnet (MS/TP) | Duct sensor CO2 + temperature + humidity – active BUS | Air Quality | Duct Sensors | 700467 | 492.233 | 434
LK+ CO2 100 Temp_rH RS485 BACnet (MS/TP) | Duct sensor CO2 + temperature + humidity – active BUS | Air Quality | Duct Sensors | 704144 | 492.233 | 434
LK+ CO2 LCD Temp_rH RS485 BACnet (MS/TP) | Duct sensor CO2 + temperature + humidity – active BUS | Air Quality | Duct Sensors | 700504 | 546.763 | 434
LK+ CO2 100 LCD Temp_rH RS485 BACnet (MS/TP) | Duct sensor CO2 + temperature + humidity – active BUS | Air Quality | Duct Sensors | 704151 | 546.763 | 434
LK+ VOC V | Duct sensor VOC – active 0..10 V | Air Quality | Duct Sensors | 662413 | 263.872 | 438
LK+ VOC Temp VV | Duct sensor VOC + temperature – active 2x 0..10 V ¦ 2x 4..20 mA | Air Quality | Duct Sensors | 662437 | 339.549 | 438
LK+ VOC Temp AA | Duct sensor VOC + temperature – active 2x 0..10 V ¦ 2x 4..20 mA | Air Quality | Duct Sensors | 662444 | 339.549 | 438
LK+ VOC Temp VV relay | Duct sensor VOC + temperature – active 2x 0..10 V ¦ 2x 4..20 mA ¦ relay | Air Quality | Duct Sensors | 662475 | 399.399 | 438
LK+ VOC LCD Temp VV | Duct sensor VOC + temperature – active 2x 0..10 V ¦ 2x 4..20 mA ¦ relay | Air Quality | Duct Sensors | 662468 | 394.079 | 438
LK+ VOC LCD Temp AA | Duct sensor VOC + temperature – active 2x 0..10 V ¦ 2x 4..20 mA ¦ relay | Air Quality | Duct Sensors | 662482 | 394.079 | 438
LK+ VOC LCD Temp VV relay | Duct sensor VOC + temperature – active 2x 0..10 V ¦ 2x 4..20 mA ¦ relay | Air Quality | Duct Sensors | 662499 | 435.309 | 438
LK+ VOC Temp_rH 3xV | Duct sensor VOC + temperature + humidity – active 3x 0..10 V | Air Quality | Duct Sensors | 662505 | 409.773 | 438
LK+ VOC LCD Temp_rH 3xV | Duct sensor VOC + temperature + humidity – active 3x 0..10 V | Air Quality | Duct Sensors | 662529 | 464.303 | 438
LK+ VOC Temp RS485 Modbus | Duct sensor VOC + temperature – active BUS | Air Quality | Duct Sensors | 662536 | 396.872 | 438
LK+ VOC LCD Temp RS485 Modbus | Duct sensor VOC + temperature – active BUS | Air Quality | Duct Sensors | 662550 | 451.402 | 438
LK+ VOC Temp RS485 BACnet (MS/TP) | Duct sensor CO2 ¦ VOC ¦ CO2 + VOC or Mix + temperature – active RS485 BACnet (MS/TP) | Air Quality | Duct Sensors | 700412 | 396.872 | 438
LK+ VOC LCD Temp RS485 BACnet (MS/TP) | Duct sensor CO2 ¦ VOC ¦ CO2 + VOC or Mix + temperature – active RS485 BACnet (MS/TP) | Air Quality | Duct Sensors | 700443 | 451.402 | 438
LK+ VOC Temp_rH RS485 Modbus | Duct sensor VOC + temperature + humidity – active BUS | Air Quality | Duct Sensors | 662574 | 466.963 | 438
LK+ VOC LCD Temp_rH RS485 Modbus | Duct sensor VOC + temperature + humidity – active BUS | Air Quality | Duct Sensors | 662581 | 521.493 | 438
LK+ VOC Temp_rH RS485 BACnet (MS/TP) | Duct sensor CO2 ¦ VOC ¦ CO2 + VOC or Mix + temperature + humidity – active RS485 BACnet (MS/TP) | Air Quality | Duct Sensors | 700481 | 466.963 | 438
LK+ VOC LCD Temp_rH RS485 BACnet (MS/TP) | Duct sensor CO2 ¦ VOC ¦ CO2 + VOC or Mix + temperature + humidity – active RS485 BACnet (MS/TP) | Air Quality | Duct Sensors | 700511 | 521.493 | 438
LA+ CO2+VOC VV | Outdoor sensor CO2 + VOC or mix – active 2x 0..10 V ¦ 2x 4..20 mA ¦ relay | Air Quality | Outdoor Sensors | 698993 | 472.948 | 441
LA+ CO2+VOC AA | Outdoor sensor CO2 + VOC or mix – active 2x 0..10 V ¦ 2x 4..20 mA ¦ relay | Air Quality | Outdoor Sensors | 699006 | 472.948 | 441
LA+ CO2+VOC VV relay | Outdoor sensor CO2 + VOC or mix – active 2x 0..10 V ¦ 2x 4..20 mA ¦ relay | Air Quality | Outdoor Sensors | 700535 | 532.798 | 441
LA+ CO2+VOC RS485 Modbus | Outdoor sensor CO2 + VOC – active BUS | Air Quality | Outdoor Sensors | 700610 | 498.085 | 441
LA+ CO2+VOC RS485 BACnet (MS/TP) | Outdoor sensor CO2 + VOC – active BUS | Air Quality | Outdoor Sensors | 700627 | 498.085 | 441
LA+ CO2+VOC Temp_rH RS485 Modbus | Outdoor sensor CO2 + VOC + temperature + humidity – active BUS | Air Quality | Outdoor Sensors | 700658 | 534.926 | 441
LA+ CO2+VOC Temp_rH RS485 BACnet (MS/TP) | Outdoor sensor CO2 + VOC + temperature + humidity – active BUS | Air Quality | Outdoor Sensors | 700665 | 534.926 | 441
LA+ CO2 V | Outdoor sensor CO2 – active 0..10 V ¦ 4..20 mA | Air Quality | Outdoor Sensors | 690171 | 298.851 | 444
LA+ CO2 A | Outdoor sensor CO2 – active 0..10 V ¦ 4..20 mA | Air Quality | Outdoor Sensors | 693424 | 298.851 | 444
LA+ CO2 Temp VV | Outdoor sensor CO2 + temperature – 2x 0..10 V ¦ 2x 4..20 mA ¦ relay | Air Quality | Outdoor Sensors | 700542 | 374.661 | 444
LA+ CO2 Temp AA | Outdoor sensor CO2 + temperature – 2x 0..10 V ¦ 2x 4..20 mA ¦ relay | Air Quality | Outdoor Sensors | 700559 | 374.661 | 444
LA+ CO2 Temp VV relay | Outdoor sensor CO2 + temperature – 2x 0..10 V ¦ 2x 4..20 mA ¦ relay | Air Quality | Outdoor Sensors | 700566 | 434.511 | 444
LA+ CO2 Temp_rH 3xV | Outdoor sensor CO2 + temperature + humidity – 3x 0..10 V | Air Quality | Outdoor Sensors | 700573 | 444.752 | 444
LA+ CO2 RS485 Modbus | Outdoor sensor CO2 – active BUS | Air Quality | Outdoor Sensors | 698719 | 365.75 | 444
LA+ CO2 RS485 BACnet (MS/TP) | Outdoor sensor CO2 – active BUS | Air Quality | Outdoor Sensors | 700580 | 365.75 | 444
LA+ CO2 Temp RS485 Modbus | Outdoor sensor CO2 + temperature – active BUS | Air Quality | Outdoor Sensors | 700634 | 431.984 | 444
LA+ CO2 Temp RS485 BACnet (MS/TP) | Outdoor sensor CO2 + temperature – active BUS | Air Quality | Outdoor Sensors | 700641 | 431.984 | 444
LA+ VOC V | Outdoor sensor VOC – active 0..10 V ¦ 4..20 mA | Air Quality | Outdoor Sensors | 698405 | 273.714 | 447
LA+ VOC A | Outdoor sensor VOC – active 0..10 V ¦ 4..20 mA | Air Quality | Outdoor Sensors | 698412 | 273.714 | 447
LA+ VOC Temp VV | Outdoor sensor VOC + temperature – 2x 0..10 V ¦ 2x 4..20 mA ¦ relay | Air Quality | Outdoor Sensors | 698399 | 349.391 | 447
LA+ VOC Temp AA | Outdoor sensor VOC + temperature – 2x 0..10 V ¦ 2x 4..20 mA ¦ relay | Air Quality | Outdoor Sensors | 698429 | 349.391 | 447
LA+ VOC Temp VV relay | Outdoor sensor VOC + temperature – 2x 0..10 V ¦ 2x 4..20 mA ¦ relay | Air Quality | Outdoor Sensors | 703086 | 409.241 | 447
LA+ VOC Temp_rH 3xV | Outdoor sensor VOC + temperature + humidity – 3x 0..10 V | Air Quality | Outdoor Sensors | 703093 | 419.482 | 447
LA+ VOC RS485 Modbus | Outdoor sensor VOC – active BUS | Air Quality | Outdoor Sensors | 700597 | 338.485 | 447
LA+ VOC RS485 BACnet (MS/TP) | Outdoor sensor VOC – active BUS | Air Quality | Outdoor Sensors | 700603 | 338.485 | 447
LA+ VOC Temp RS485 Modbus | Outdoor sensor VOC + temperature – active BUS | Air Quality | Outdoor Sensors | 703154 | 406.714 | 447
LA+ VOC Temp RS485 BACnet (MS/TP) | Outdoor sensor VOC + temperature – active BUS | Air Quality | Outdoor Sensors | 703161 | 406.714 | 447
MDS Standard | Ceiling multi sensor light + motion – active 0..10 V (light), relay (motion) | Light & Motion | Multi Sensors | 271318 | 243.922 | 454
Li65+ V | Outdoor sensor light – active 0..10 V ¦ 4..20 mA | Light & Motion | Multi Sensors | 662680 | 173.166 | 455
Li65+ A | Outdoor sensor light – active 0..10 V ¦ 4..20 mA | Light & Motion | Multi Sensors | 662697 | 173.166 | 455
Li65+ Temp VV | Outdoor sensor light + temperature – active 2x 0..10 V ¦ 2x 4..20 mA ¦ relay | Light & Motion | Multi Sensors | 700672 | 197.771 | 455
Li65+ Temp AA | Outdoor sensor light + temperature – active 2x 0..10 V ¦ 2x 4..20 mA ¦ relay | Light & Motion | Multi Sensors | 700689 | 197.771 | 455
Li65+ Temp VV relay | Outdoor sensor light + temperature – active 2x 0..10 V ¦ 2x 4..20 mA ¦ relay | Light & Motion | Multi Sensors | 707305 | 251.104 | 455
Li65+ Temp_rH 3xV | Outdoor sensor light + temperature + humidity + atmospheric pressure (opt.) – active 3x/4x 0..10 V | Light & Motion | Multi Sensors | 700696 | 267.995 | 455
Li65+ Temp_rH_hPa 4xV | Outdoor sensor light + temperature + humidity + atmospheric pressure (opt.) – active 3x/4x 0..10 V | Light & Motion | Multi Sensors | 700702 | 295.26 | 455
Li65+ Temp RS485 Modbus | Outdoor sensor light + temperature – active BUS | Light & Motion | Multi Sensors | 700733 | 235.277 | 455
Li65+ Temp RS485 BACnet (MS/TP) | Outdoor sensor light + temperature – active BUS | Light & Motion | Multi Sensors | 700740 | 235.277 | 455
Li65+ Temp_rH RS485 Modbus | Outdoor sensor light + temperature + humidity – active BUS | Light & Motion | Multi Sensors | 700757 | 305.501 | 455
Li65+ Temp_rH RS485 BACnet (MS/TP) | Outdoor sensor light + temperature + humidity – active BUS | Light & Motion | Multi Sensors | 700764 | 305.501 | 455
Li65+ Temp_rH_hPa RS485 Modbus | Outdoor sensor light + temperature + humidity + atmospheric pressure – active BUS | Light & Motion | Multi Sensors | 700771 | 332.766 | 455
Li65+ Temp_rH_hPa RS485 BACnet (MS/TP) | Outdoor sensor light + temperature + humidity + atmospheric pressure – active BUS | Light & Motion | Multi Sensors | 700788 | 332.766 | 455
RDI Standard | Ceiling sensor motion – active relay | Light & Motion | Motion Sensors | 187060 | 119.7 | 457
RDI Small Range | Ceiling sensor motion – active relay | Light & Motion | Motion Sensors | 426503 | 119.7 | 457
RDI Spot | Ceiling sensor motion – active relay | Light & Motion | Motion Sensors | 436670 | 119.7 | 457
WRF04I relay | Wall sensor motion – active relay ¦ BUS | Light & Motion | Motion Sensors | 195812 | 125.286 | 458
WRF06I Gira E2 pure white matt | Wall sensor motion – active relay | Light & Motion | Motion Sensors | 187183 | 142.443 | 459
WRF06I Berker S.1 polar white | Wall sensor motion – active relay | Light & Motion | Motion Sensors | 223997 | 142.443 | 459
WRF06I Busch-Jaeger Busch-balance® SI alpine white | Wall sensor motion – active relay | Light & Motion | Motion Sensors | 630405 | 142.443 | 459
WRF06I Busch-Jaeger Reflex SI alpine white | Wall sensor motion – active relay | Light & Motion | Motion Sensors | 413350 | 142.443 | 459
WRF06I Jung A 500 alpine white | Wall sensor motion – active relay | Light & Motion | Motion Sensors | 630412 | 142.443 | 459
WRF06I Merten M-Smart polar white brilliant | Wall sensor motion – active relay | Light & Motion | Motion Sensors | 630429 | 142.443 | 459
LDF+ V L1500 straight prism | Ceiling sensor light – active 0..10 V ¦ 4..20 mA ¦ relay | Light & Motion | Light Sensors | 662604 | 208.81 | 461
LDF+ V L1500 diagonal prism | Ceiling sensor light – active 0..10 V ¦ 4..20 mA ¦ relay | Light & Motion | Light Sensors | 662628 | 208.81 | 461
LDF+ A L1500 straight prism | Ceiling sensor light – active 0..10 V ¦ 4..20 mA ¦ relay | Light & Motion | Light Sensors | 662635 | 208.81 | 461
LDF+ A L1500 diagonal prism | Ceiling sensor light – active 0..10 V ¦ 4..20 mA ¦ relay | Light & Motion | Light Sensors | 662642 | 208.81 | 461
LDF+ V L1500 straight prism relay | Ceiling sensor light – active 0..10 V ¦ 4..20 mA ¦ relay | Light & Motion | Light Sensors | 707336 | 262.143 | 461
LDF+ V L1500 diagonal prism relay | Ceiling sensor light – active 0..10 V ¦ 4..20 mA ¦ relay | Light & Motion | Light Sensors | 707350 | 262.143 | 461
LDF+ Dual VV 2xL1500 straight prism | Dual ceiling sensor light – active 2x 0..10 V ¦ 2x 4..20 mA ¦ relay | Light & Motion | Light Sensors | 700849 | 271.586 | 461
LDF+ Dual VV 2xL1500 diagonal prism | Dual ceiling sensor light – active 2x 0..10 V ¦ 2x 4..20 mA ¦ relay | Light & Motion | Light Sensors | 700856 | 271.586 | 461
LDF+ Dual AA 2xL1500 straight prism | Dual ceiling sensor light – active 2x 0..10 V ¦ 2x 4..20 mA ¦ relay | Light & Motion | Light Sensors | 700863 | 271.586 | 461
LDF+ Dual AA 2xL1500 diagonal prism | Dual ceiling sensor light – active 2x 0..10 V ¦ 2x 4..20 mA ¦ relay | Light & Motion | Light Sensors | 700870 | 271.586 | 461
LDF+ Dual VV 2xL1500 straight prism relay | Dual ceiling sensor light – active 2x 0..10 V ¦ 2x 4..20 mA ¦ relay | Light & Motion | Light Sensors | 707374 | 324.919 | 461
LDF+ Dual VV 2xL1500 diagonal prism relay | Dual ceiling sensor light – active 2x 0..10 V ¦ 2x 4..20 mA ¦ relay | Light & Motion | Light Sensors | 707381 | 324.919 | 461
LDF+ RS485 Modbus L1500 straight prism | Ceiling sensor light – active BUS | Light & Motion | Light Sensors | 700887 | 246.316 | 461
LDF+ RS485 Modbus L1500 diagonal prism | Ceiling sensor light – active BUS | Light & Motion | Light Sensors | 700894 | 246.316 | 461
LDF+ RS485 BACnet (MS/TP) L1500 straight prism | Ceiling sensor light – active BUS | Light & Motion | Light Sensors | 700900 | 246.316 | 461
LDF+ RS485 BACnet (MS/TP) L1500 diagonal prism | Ceiling sensor light – active BUS | Light & Motion | Light Sensors | 700917 | 246.316 | 461
LDF+ Dual RS485 Modbus 2xL1500 straight prism | Dual ceiling sensor light – active BUS | Light & Motion | Light Sensors | 700924 | 309.092 | 461
LDF+ Dual RS485 Modbus 2xL1500 diagonal prism | Dual ceiling sensor light – active BUS | Light & Motion | Light Sensors | 700931 | 309.092 | 461
LDF+ Dual RS485 BACnet (MS/TP) 2xL1500 straight prism | Dual ceiling sensor light – active BUS | Light & Motion | Light Sensors | 700948 | 309.092 | 461
LDF+ Dual RS485 BACnet (MS/TP) 2xL1500 diagonal prism | Dual ceiling sensor light – active BUS | Light & Motion | Light Sensors | 700955 | 309.092 | 461
Li04 V | Wall sensor light – active 0..10 V ¦ 4..20 mA | Light & Motion | Light Sensors | 207904 | 173.166 | 464
Li04 A | Wall sensor light – active 0..10 V ¦ 4..20 mA | Light & Motion | Light Sensors | 207911 | 173.166 | 464
TS1 1-phase 1-ph 2A 0,46 kW | Power thyristor – phase angel | Power Thyristors | Single-phase | 229678 | 300.3672 | 466
TS1 1-phase 1-ph 4A 0,92 kW | Power thyristor – phase angel | Power Thyristors | Single-phase | 226639 | 350.1624 | 466
TS1 1-phase 1-ph 6A 1,38 kW | Power thyristor – phase angel | Power Thyristors | Single-phase | 224000 | 407.2992 | 466
TS1 1-phase 1-ph 8A 1,84 kW | Power thyristor – phase angel | Power Thyristors | Single-phase | 236980 | 449.5932 | 466
TS1 1-phase 1-ph 10A 2,3 kW | Power thyristor – phase angel | Power Thyristors | Single-phase | 223874 | 484.5456 | 466
TS1 1-phase 1-ph 12 A 2,76 kW | Power thyristor – phase angel | Power Thyristors | Single-phase | 230605 | 526.9992 | 466
TS1 1-phase SP 1-ph 2A 0,46 kW | Power thyristor – oscillation | Power Thyristors | Single-phase | 283137 | 300.3672 | 466
TS1 1-phase SP 1-ph 4 A 0,92 kW | Power thyristor – oscillation | Power Thyristors | Single-phase | 226622 | 350.1624 | 466
TS1 1-phase SP 1-ph 6 A 1,38 kW | Power thyristor – oscillation | Power Thyristors | Single-phase | 238885 | 407.2992 | 466
TS1 1-phase SP 1-ph 8 A 1,84 kW | Power thyristor – oscillation | Power Thyristors | Single-phase | 255189 | 449.5932 | 466
TS1 1-phase SP 1-ph 10 A 2,3 kW | Power thyristor – oscillation | Power Thyristors | Single-phase | 266109 | 484.5456 | 466
TS1 1-phase SP 1-ph 12 A 2,76 kW | Power thyristor – oscillation | Power Thyristors | Single-phase | 233712 | 526.9992 | 466
TS3 1-phase 1-ph 15A 3,45 kW | Power thyristor – phase angel | Power Thyristors | Single-phase | 237161 | 578.55 | 467
TS3 1-phase 1-ph 25A 5,75 kW | Power thyristor – phase angel | Power Thyristors | Single-phase | 241649 | 821.7804 | 467
TS3 1-phase 1-ph 35A 8,05 kW | Power thyristor – phase angel | Power Thyristors | Single-phase | 238489 | 869.6604 | 467
TS3 1-phase 1-ph 50A 11,5 kW | Power thyristor – phase angel | Power Thyristors | Single-phase | 361200 | 1007.874 | 467
TS3 1-phase SP 1-ph 15A 3,45 kW | Power thyristor – oscillation | Power Thyristors | Single-phase | 245500 | 578.55 | 467
TS3 1-phase SP 1-ph 25A 5,75 kW | Power thyristor – oscillation | Power Thyristors | Single-phase | 231091 | 821.7804 | 467
TS3 1-phase SP 1-ph 35A 8,05 kW | Power thyristor – oscillation | Power Thyristors | Single-phase | 270977 | 869.6604 | 467
TS3 1-phase SP 1-ph 50A 11,5 kW | Power thyristor – oscillation | Power Thyristors | Single-phase | 344333 | 1007.874 | 467
TS1 3-phase 3-ph 2A 1,2 kW | Power thyristor – phase angel | Power Thyristors | Three-phase | 230148 | 342.8208 | 468
TS1 3-phase 3-ph 4A 2,5 kW | Power thyristor – phase angel | Power Thyristors | Three-phase | 246514 | 377.7732 | 468
TS1 3-phase 3-ph 6A 4,0 kW | Power thyristor – phase angel | Power Thyristors | Three-phase | 224260 | 420.0672 | 468
TS1 3-phase 3-ph 8A 5,0 kW | Power thyristor – phase angel | Power Thyristors | Three-phase | 233736 | 464.2764 | 468
TS1 3-phase 3-ph 10A 6,5 kW | Power thyristor – phase angel | Power Thyristors | Three-phase | 224314 | 514.0716 | 468
TS1 3-phase SP 3-ph 2A 1,2 kW | Power thyristor – oscillation | Power Thyristors | Three-phase | 273558 | 342.8208 | 468
TS1 3-phase SP 3-ph 4A 2,5 kW | Power thyristor – oscillation | Power Thyristors | Three-phase | 268226 | 377.7732 | 468
TS1 3-phase SP 3-ph 6A 4,0 kW | Power thyristor – oscillation | Power Thyristors | Three-phase | 275910 | 420.0672 | 468
TS1 3-phase SP 3-ph 8A 5,0 kW | Power thyristor – oscillation | Power Thyristors | Three-phase | 275927 | 464.2764 | 468
TS1 3-phase SP 3-ph 10A 6,5 kW | Power thyristor – oscillation | Power Thyristors | Three-phase | 241182 | 514.0716 | 468
TS3 3-phase 3-ph 15A 10 kW | Power thyristor – phase angel | Power Thyristors | Three-phase | 224796 | 1125.6588 | 469
TS3 3-phase 3-ph 25A 16 kW | Power thyristor – phase angel | Power Thyristors | Three-phase | 225649 | 1286.0568 | 469
TS3 3-phase 3-ph 35A 23 kW | Power thyristor – phase angel | Power Thyristors | Three-phase | 225656 | 1501.5168 | 469
TS3 3-phase 3-ph 50A 33 kW | Power thyristor – phase angel | Power Thyristors | Three-phase | 256353 | 1674.6828 | 469
TS3 3-phase SP 3-ph 15A 10 kW | Power thyristor – oscillation | Power Thyristors | Three-phase | 225236 | 1125.6588 | 469
TS3 3-phase SP 3-ph 25A 16 kW | Power thyristor – oscillation | Power Thyristors | Three-phase | 240970 | 1286.0568 | 469
TS3 3-phase SP 3-ph 35A 23 kW | Power thyristor – oscillation | Power Thyristors | Three-phase | 241014 | 1501.5168 | 469
TS3 3-phase SP 3-ph 50A 33 kW | Power thyristor – oscillation | Power Thyristors | Three-phase | 223836 | 1674.6828 | 469
TS2 3-phase 3-ph 75A 50 kW | Power thyristor – phase angel | Power Thyristors | Three-phase | 236522 | 2744.9604 | 470
TS2 3-phase 3-ph 90A 60 kW | Power thyristor – phase angel | Power Thyristors | Three-phase | 260190 | 3231.4212 | 470
TS2 3-phase 3-ph 120A 78 kW | Power thyristor – phase angel | Power Thyristors | Three-phase | 304719 | 3697.4532 | 470
TS2 3-phase SP 3-ph 75 A 50 kW | Power thyristor – oscillation | Power Thyristors | Three-phase | 339094 | 2744.9604 | 470
TS2 3-phase SP 3-ph 90 A 60 kW | Power thyristor – oscillation | Power Thyristors | Three-phase | 326926 | 3231.4212 | 470
TS2 3-phase SP 3-ph 120 A 78 kW | Power thyristor – oscillation | Power Thyristors | Three-phase | 336482 | 3697.4532 | 470
Special printing setup and tool costs (once for one-colour print – net price) | Accessories Miscellaneous - Special labelling/painting | Accessories - Miscellaneous | Special labelling/painting | 115049 | 246.3 | 472
Special printing setup and tool costs (once for two-colour print – net price) | Accessories Miscellaneous - Special labelling/painting | Accessories - Miscellaneous | Special labelling/painting | 174572 | 377.1 | 472
Special painting setup costs (once per colour – net price) | Accessories Miscellaneous - Special labelling/painting | Accessories - Miscellaneous | Special labelling/painting | 114998 | 246.3 | 472
BLE dongle with micro-USB – communication between USEapp ¦ NOVOSapp and devices USE-M / USE-L / NOVOS (net price) | Accessories Miscellaneous - Communication interfaces | Accessories - Miscellaneous | Communication interfaces | 668262 | 44.7 | 473
Converter RS485 Modbus – USB incl. driver CD for connection to a computer (net price) | Accessories Miscellaneous - Communication interfaces | Accessories - Miscellaneous | Communication interfaces | 668293 | 83.25 | 473
Inspection certificate 3.1 (EN 10204) temperature – 2 values within range -30..+150 °C (net price) | Accessories Miscellaneous - Inspection certificate 3.1 according to EN 10204 | Accessories - Miscellaneous | Inspection certificate 3.1 according to EN 10204 | 119030 | 69.3 | 473
Inspection certificate 3.1 (EN 10204) humidity – 2 values within range 15..90% (net price) | Accessories Miscellaneous - Inspection certificate 3.1 according to EN 10204 | Accessories - Miscellaneous | Inspection certificate 3.1 according to EN 10204 | 665407 | 69.3 | 473
Mounting clip enclosure USE-S pure white | Accessories Miscellaneous - Mounting accessories enclosure USE | Accessories - Miscellaneous | Mounting accessories enclosure USE | 667739 | 6.3175 | 474
Mounting base enclosure USE-S pure white | Accessories Miscellaneous - Mounting accessories enclosure USE | Accessories - Miscellaneous | Mounting accessories enclosure USE | 667722 | 7.5145 | 474
Mounting base enclosure USE-M pure white | Accessories Miscellaneous - Mounting accessories enclosure USE | Accessories - Miscellaneous | Mounting accessories enclosure USE | 668354 | 10.773 | 474
Mounting base enclosure USE-L pure white | Accessories Miscellaneous - Mounting accessories enclosure USE | Accessories - Miscellaneous | Mounting accessories enclosure USE | 668361 | 15.029 | 474
Mounting kit AKF10+ for enclosure USE-S | Accessories Miscellaneous - Mounting accessories enclosure USE | Accessories - Miscellaneous | Mounting accessories enclosure USE | 637978 | 12.5685 | 474
Mounting kit universal for enclosure USE | Accessories Miscellaneous - Mounting accessories enclosure USE | Accessories - Miscellaneous | Mounting accessories enclosure USE | 698511 | 12.0365 | 474
Sensor wire 1,5 m with RJ45 connector | Accessories Miscellaneous - Mounting accessories enclosure USE | Accessories - Miscellaneous | Mounting accessories enclosure USE | 628785 | 7.6475 | 474
Sensor wire 3 m with RJ45 connector | Accessories Miscellaneous - Mounting accessories enclosure USE | Accessories - Miscellaneous | Mounting accessories enclosure USE | 708852 | 9.842 | 474
Sensor wire 7,5 m with RJ45 connector | Accessories Miscellaneous - Mounting accessories enclosure USE | Accessories - Miscellaneous | Mounting accessories enclosure USE | 708869 | 18.354 | 474
Cable entry M16 USE white, sealing insert Ø=8 mm (4 pcs) | Accessories Miscellaneous - Mounting accessories enclosure USE | Accessories - Miscellaneous | Mounting accessories enclosure USE | 641340 | 13.699 | 474
Flextherm M16 – sealing insert USE white, Ø=3..7 mm (10 pcs) | Accessories Miscellaneous - Mounting accessories enclosure USE | Accessories - Miscellaneous | Mounting accessories enclosure USE | 690683 | 13.699 | 474
Quick-type connector plastic conduit M16x1,5 black, for cable entry M16 (5 pcs) | Accessories Miscellaneous - Mounting accessories enclosure USE | Accessories - Miscellaneous | Mounting accessories enclosure USE | 669634 | 40.831 | 474
Cable entry M20 USE white, sealing insert Ø=10 mm (4 pcs) | Accessories Miscellaneous - Mounting accessories enclosure USE | Accessories - Miscellaneous | Mounting accessories enclosure USE | 641357 | 13.699 | 474
Sealing insert M20 USE white, Ø=8 mm (10 pcs) | Accessories Miscellaneous - Mounting accessories enclosure USE | Accessories - Miscellaneous | Mounting accessories enclosure USE | 641081 | 13.699 | 474
Sealing insert M20 USE white, Ø=6 mm (10 pcs) | Accessories Miscellaneous - Mounting accessories enclosure USE | Accessories - Miscellaneous | Mounting accessories enclosure USE | 641074 | 13.699 | 474
Sealing insert M20 USE white, 2x Ø=7 mm (10 pcs) | Accessories Miscellaneous - Mounting accessories enclosure USE | Accessories - Miscellaneous | Mounting accessories enclosure USE | 641333 | 13.699 | 474
Sealing insert M20 USE white, 2x Ø=6 mm (10 pcs) | Accessories Miscellaneous - Mounting accessories enclosure USE | Accessories - Miscellaneous | Mounting accessories enclosure USE | 641319 | 13.699 | 474
Cable entry M25 USE white, sealing insert 4x Ø=7 mm (4 pcs) | Accessories Miscellaneous - Mounting accessories enclosure USE | Accessories - Miscellaneous | Mounting accessories enclosure USE | 641364 | 13.699 | 474
Rawlplugs and screws (2 pcs. each) | Accessories Miscellaneous - Mounting accessories general | Accessories - Miscellaneous | Mounting accessories general | 102209 | 1.1305 | 475
Frame for surface mounting WRF04 | Accessories Miscellaneous - Mounting accessories general | Accessories - Miscellaneous | Mounting accessories general | 111584 | 17.024 | 475
Decorative frame pure white for JOY | Accessories Miscellaneous - Mounting accessories general | Accessories - Miscellaneous | Mounting accessories general | 681452 | 16.492 | 475
PSU-UP24 – flush mount power supply 24 V (80..240 V ~ -> 24 V =, 0,5 A) | Accessories Miscellaneous - Power supply | Accessories - Miscellaneous | Power supply | 645737 | 57.323 | 475
Ball stroke protection BS150, transparent (for series WRF04) | Accessories Miscellaneous - Enclosure protection/enclosures | Accessories - Miscellaneous | Enclosure protection/enclosures | 647007 | 30.989 | 476
Sun/rain protection RS150 | Accessories Miscellaneous - Enclosure protection/enclosures | Accessories - Miscellaneous | Enclosure protection/enclosures | 103329 | 30.989 | 476
Enclosure for surface mounting MDS pure white | Accessories Miscellaneous - Enclosure protection/enclosures | Accessories - Miscellaneous | Enclosure protection/enclosures | 448512 | 65.835 | 476
EnOcean USB transceiver for airConfig/airScan (incl. license – net price) | Accessories EasySens® - airScan | Accessories - EasySens® | airScan | 566704 | 155.25 | 477
USB extension 3 m (net price) | Accessories EasySens® - airScan | Accessories - EasySens® | airScan | 574044 | 20.7 | 477
Antenna extension 10 m | Accessories EasySens® - Accessories for antennas | Accessories - EasySens® | Accessories for antennas | 257206 | 76.608 | 477
Antenna extension 20 m | Accessories EasySens® - Accessories for antennas | Accessories - EasySens® | Accessories for antennas | 257213 | 93.233 | 477
Antenna holder AHA180, galvanized, form L, 180x180x90 mm (net price) | Accessories EasySens® - Accessories for antennas | Accessories - EasySens® | Accessories for antennas | 255097 | 19.551 | 477
Battery LS14250 | Accessories EasySens® - Power supply | Accessories - EasySens® | Power supply | 315098 | 5.5195 | 478
Coin cell CR1225 | Accessories EasySens® - Power supply | Accessories - EasySens® | Power supply | 727310 | 5.5195 | 478
Coin cell CR1632 | Accessories EasySens® - Power supply | Accessories - EasySens® | Power supply | 597814 | 5.5195 | 478
Coin cell CR2032 | Accessories EasySens® - Power supply | Accessories - EasySens® | Power supply | 347013 | 5.5195 | 478
Programming interface for configuration and charging (SR06 LCD) | Accessories EasySens® - Software/Configuration | Accessories - EasySens® | Software/Configuration | 597838 | 47.614 | 478
SD card (2 GB) | Accessories EasySens® - Storage media | Accessories - EasySens® | Storage media | 500098 | 15.428 | 479
Enclosure for surface mounting SR-MDS pure white | Accessories EasySens® - Mounting | Accessories - EasySens® | Mounting | 514439 | 65.835 | 479
Mounting ring for hollow ceiling with retaining clips to be used with SR-MDS | Accessories EasySens® - Mounting | Accessories - EasySens® | Mounting | 627825 | 8.911 | 479
Connector STC-DO8 to STC-PLUS 4DO | Accessories EasySens® - Mounting | Accessories - EasySens® | Mounting | 517577 | 10.241 | 479
Valve adapter SAB for Giacomini Z810 (22,6 mm) | Accessories EasySens® - Valve adapters/enclosure protection SAB | Accessories - EasySens® | Valve adapters/enclosure protection SAB | 634724 | 32.851 | 480
Valve adapter SAB for Oventrop Z809 (M30x1,0) | Accessories EasySens® - Valve adapters/enclosure protection SAB | Accessories - EasySens® | Valve adapters/enclosure protection SAB | 611978 | 32.851 | 480
Valve adapter SAB for Herz Z807 (M28 X 1,5 mm) | Accessories EasySens® - Valve adapters/enclosure protection SAB | Accessories - EasySens® | Valve adapters/enclosure protection SAB | 595070 | 32.851 | 480
Valve adapter SAB for Danfoss RA2000 Z802 | Accessories EasySens® - Valve adapters/enclosure protection SAB | Accessories - EasySens® | Valve adapters/enclosure protection SAB | 589093 | 32.851 | 480
Valve adapter SAB for Danfoss RAV Z803 | Accessories EasySens® - Valve adapters/enclosure protection SAB | Accessories - EasySens® | Valve adapters/enclosure protection SAB | 589109 | 32.851 | 480
Valve adapter SAB for Danfoss RAV-L Z804 | Accessories EasySens® - Valve adapters/enclosure protection SAB | Accessories - EasySens® | Valve adapters/enclosure protection SAB | 589116 | 32.851 | 480
Valve adapter SAB for Danfoss Z800 | Accessories EasySens® - Valve adapters/enclosure protection SAB | Accessories - EasySens® | Valve adapters/enclosure protection SAB | 589079 | 32.851 | 480
Valve adapter SAB for Danfoss Z801 | Accessories EasySens® - Valve adapters/enclosure protection SAB | Accessories - EasySens® | Valve adapters/enclosure protection SAB | 589086 | 32.851 | 480
Valve adapter SAB for Danfoss Z805 | Accessories EasySens® - Valve adapters/enclosure protection SAB | Accessories - EasySens® | Valve adapters/enclosure protection SAB | 615181 | 32.851 | 480
Battery protection SAB05 | Accessories EasySens® - Valve adapters/enclosure protection SAB | Accessories - EasySens® | Valve adapters/enclosure protection SAB | 595612 | 25.27 | 480
SAB Lock – dismounting protection SAB | Accessories EasySens® - Valve adapters/enclosure protection SAB | Accessories - EasySens® | Valve adapters/enclosure protection SAB | 688611 | 8.246 | 480
Safety lock dismounting protection SAB | Accessories EasySens® - Valve adapters/enclosure protection SAB | Accessories - EasySens® | Valve adapters/enclosure protection SAB | 706148 | 14.231 | 480
Mounting flange MF2 (for frost protection thermostats) | Accessories Temperature - Mounting | Accessories - Temperature | Mounting | 435642 | 8.645 | 481
Mounting flange MF6DS flexible (suitable for Ø=6 mm) | Accessories Temperature - Mounting | Accessories - Temperature | Mounting | 669016 | 8.645 | 481
Mounting flange MF6 flexible (suitable for Ø=4 ¦ 6 ¦ 7 mm) | Accessories Temperature - Mounting | Accessories - Temperature | Mounting | 399098 | 8.645 | 481
Mounting flange MF4 (brass) | Accessories Temperature - Mounting | Accessories - Temperature | Mounting | 102438 | 6.9825 | 481
Mounting flange MF6 (brass) | Accessories Temperature - Mounting | Accessories - Temperature | Mounting | 3407 | 8.645 | 481
Mounting flange MF7 (brass) | Accessories Temperature - Mounting | Accessories - Temperature | Mounting | 102360 | 8.645 | 481
Mounting flange MF8 (VA) | Accessories Temperature - Mounting | Accessories - Temperature | Mounting | 103305 | 25.669 | 481
KL4VA – Compression fittings G 1/4“ for Ø=4 mm with cutting ring VA, stainless steel | Accessories Temperature - Mounting | Accessories - Temperature | Mounting | 103206 | 17.423 | 481
KL6VA – Compression fittings G 1/4“ for Ø=6 mm with cutting ring VA, stainless steel | Accessories Temperature - Mounting | Accessories - Temperature | Mounting | 103213 | 17.423 | 481
Installation set TFR/MWF | Accessories Temperature - Mounting | Accessories - Temperature | Mounting | 458399 | 11.5045 | 481
Mounting bracket with cable gland for duct sensors Ø=6 mm | Accessories Temperature - Mounting | Accessories - Temperature | Mounting | 670593 | 16.492 | 481
Tension clamp for pipes Ø up to 110 mm with contact fluid | Accessories Temperature - Mounting | Accessories - Temperature | Mounting | 658911 | 3.6575 | 481
Tension clamp for pipes Ø up to 250 mm with contact fluid | Accessories Temperature - Mounting | Accessories - Temperature | Mounting | 648103 | 5.6525 | 481
Tightening strap PA for pipes Ø up to 100 mm with contact fluid | Accessories Temperature - Mounting | Accessories - Temperature | Mounting | 668071 | 3.6575 | 481
Syringe thermal contact fluid | Accessories Temperature - Mounting | Accessories - Temperature | Mounting | 102308 | 1.9285 | 481
MS-thermowell pocket 50 mm type THMSDS50 | Accessories Temperature - Thermowell pockets | Accessories - Temperature | Thermowell pockets | 610995 | 10.773 | 482
MS-thermowell pocket 100 mm type THMSDS100 | Accessories Temperature - Thermowell pockets | Accessories - Temperature | Thermowell pockets | 611008 | 12.236 | 482
MS-thermowell pocket 150 mm type THMSDS150 | Accessories Temperature - Thermowell pockets | Accessories - Temperature | Thermowell pockets | 611015 | 12.901 | 482
MS-thermowell pocket 200 mm type THMSDS200 | Accessories Temperature - Thermowell pockets | Accessories - Temperature | Thermowell pockets | 611022 | 13.433 | 482
MS-thermowell pocket 250 mm type THMSDS250 | Accessories Temperature - Thermowell pockets | Accessories - Temperature | Thermowell pockets | 611985 | 15.428 | 482
MS-thermowell pocket 300 mm type THMSDS300 | Accessories Temperature - Thermowell pockets | Accessories - Temperature | Thermowell pockets | 611039 | 15.96 | 482
MS-thermowell pocket 450 mm type THMSDS450 | Accessories Temperature - Thermowell pockets | Accessories - Temperature | Thermowell pockets | 611046 | 16.226 | 482
VA-thermowell pocket 50 mm type THVADS50 | Accessories Temperature - Thermowell pockets | Accessories - Temperature | Thermowell pockets | 611152 | 23.408 | 482
VA-thermowell pocket 100 mm type THVADS100 | Accessories Temperature - Thermowell pockets | Accessories - Temperature | Thermowell pockets | 611817 | 25.802 | 482
VA-thermowell pocket 150 mm type THVADS150 | Accessories Temperature - Thermowell pockets | Accessories - Temperature | Thermowell pockets | 611824 | 27.797 | 482
VA-thermowell pocket 200 mm type THVADS200 | Accessories Temperature - Thermowell pockets | Accessories - Temperature | Thermowell pockets | 611848 | 29.26 | 482
VA-thermowell pocket 250 mm type THVADS250 | Accessories Temperature - Thermowell pockets | Accessories - Temperature | Thermowell pockets | 611862 | 36.309 | 482
VA-thermowell pocket 300 mm type THVADS300 | Accessories Temperature - Thermowell pockets | Accessories - Temperature | Thermowell pockets | 611879 | 38.038 | 482
VA-thermowell pocket 450 mm type THVADS450 | Accessories Temperature - Thermowell pockets | Accessories - Temperature | Thermowell pockets | 611893 | 39.235 | 482
VA-thermowell pocket 600 mm type THVADS600 | Accessories Temperature - Thermowell pockets | Accessories - Temperature | Thermowell pockets | 611923 | 48.146 | 482
Pressure screw with sealing PTFE (without silicone) for thermowell pocket THVADS (10 pcs) | Accessories Temperature - Thermowell pockets | Accessories - Temperature | Thermowell pockets | 666473 | 24.871 | 482
VA thermowell pocket 100 mm type THVA100 (KFK03) | Accessories Temperature - Thermowell pockets | Accessories - Temperature | Thermowell pockets | 584180 | 36.974 | 482
VA thermowell pocket 150 mm type THVA150 (KFK03) | Accessories Temperature - Thermowell pockets | Accessories - Temperature | Thermowell pockets | 584197 | 38.703 | 482
VA thermowell pocket 200 mm type THVA200 (KFK03) | Accessories Temperature - Thermowell pockets | Accessories - Temperature | Thermowell pockets | 584203 | 40.831 | 482
VA thermowell pocket 250 mm type THVA250 (KFK03) | Accessories Temperature - Thermowell pockets | Accessories - Temperature | Thermowell pockets | 594738 | 42.959 | 482
Bonded pocket St52-3 type ESH110 | Accessories Temperature - Bonded pockets | Accessories - Temperature | Bonded pockets | 103459 | 61.313 | 483
Bonded pocket St52-3 type ESH160 | Accessories Temperature - Bonded pockets | Accessories - Temperature | Bonded pockets | 103466 | 70.224 | 483
Bonded pocket St52-3 type ESH210 | Accessories Temperature - Bonded pockets | Accessories - Temperature | Bonded pockets | 103473 | 79.135 | 483
Bonded pocket St52-3 type ESH260 | Accessories Temperature - Bonded pockets | Accessories - Temperature | Bonded pockets | 173247 | 86.982 | 483
Mounting flange MF20 | Accessories Humidity - Mounting | Accessories - Humidity | Mounting | 612562 | 16.093 | 484
Sun/rain protection PA6 white for outdoor humidity sensors | Accessories Humidity - Mounting | Accessories - Humidity | Mounting | 587709 | 7.98 | 484
Sensor protection (wire mash) for fan speeds 8..15 m/s | Accessories Humidity - Mounting | Accessories - Humidity | Mounting | 429047 | 30.723 | 484
Weather protection for FTK+, WSA (replacement) | Accessories Humidity - Mounting | Accessories - Humidity | Mounting | 625241 | 93.1 | 484
Wall mounting for duct hygrostat | Accessories Humidity - Mounting | Accessories - Humidity | Mounting | 429030 | 51.87 | 484
Filter stainless steel, wire mesh (spare part) | Accessories Humidity - Filters | Accessories - Humidity | Filters | 231169 | 12.0365 | 485
PTFE filter | Accessories Humidity - Filters | Accessories - Humidity | Filters | 429054 | 56.924 | 485
Adapter 90° angle for pressure hoses Ø=4 mm | Accessories Pressure & Velocity - Gases | Accessories - Pressure & Velocity | Gases | 668330 | 10.9725 | 486
Metal duct connector MKS40 | Accessories Pressure & Velocity - Gases | Accessories - Pressure & Velocity | Gases | 265138 | 5.5195 | 486
Metal duct connector MKS100 | Accessories Pressure & Velocity - Gases | Accessories - Pressure & Velocity | Gases | 302531 | 6.5835 | 486
T-hose connector for pressure hoses Ø=4 mm (10 pcs) | Accessories Pressure & Velocity - Gases | Accessories - Pressure & Velocity | Gases | 668323 | 40.831 | 486
Mounting bracket differential pressure switch 110x80x20 mm | Accessories Pressure & Velocity - Gases | Accessories - Pressure & Velocity | Gases | 669009 | 4.788 | 486
Screw connection set Ø=6 mm stainless steel (2 pcs.) | Accessories Pressure & Velocity - Fluids | Accessories - Pressure & Velocity | Fluids | 373388 | 77.14 | 487
Screw connection set Ø=6 mm brass (2 pcs.) | Accessories Pressure & Velocity - Fluids | Accessories - Pressure & Velocity | Fluids | 373401 | 18.221 | 487
Screw connection set Ø=8 mm stainless steel (2 pcs.) | Accessories Pressure & Velocity - Fluids | Accessories - Pressure & Velocity | Fluids | 373395 | 88.578 | 487
Screw connection set Ø=8 mm brass (2 pcs.) | Accessories Pressure & Velocity - Fluids | Accessories - Pressure & Velocity | Fluids | 373418 | 18.354 | 487
Connection wire DLF/DPL – connection plug and wire 5 m | Accessories Pressure & Velocity - Fluids | Accessories - Pressure & Velocity | Fluids | 668309 | 17.157 | 487
Connection adapter G 1/4" to G 1/2" | Accessories Pressure & Velocity - Fluids | Accessories - Pressure & Velocity | Fluids | 277068 | 12.1695 | 487
UD-A - universal display for 4..20 mA | Accessories Pressure & Velocity - Fluids | Accessories - Pressure & Velocity | Fluids | 718189 | 118.37 | 487
Mounting bracket differential pressure transmitter 40x40x60 mm | Accessories Pressure & Velocity - Fluids | Accessories - Pressure & Velocity | Fluids | 663892 | 12.1695 | 487